## C_1
R D D N Y
D E S I G N B U I L D
SUBJECT: | SAMPLE |  |  |  | EST. NO: | 4-0069
PROJECT: | SAMPLE |  |  |  | EST. BY:
LOCATION: |  |  |  |  | CHKD. BY:
TYPE EST.: |  |  |  |  | DATE: | 03-25-14
CLIENT: |  |  |  |  | REV. DATE:
|  |  | PAGE |  | ANTICIPATED COST
| CELLAR FLOOR |  | ( PG 3 ) |  | 889800
| FIRST FLOOR |  | ( PG 18 ) |  | 492100
|  | TOTAL PROJECT ANTICIPATED COST |  |  | 1381900
ALTERNATE
| ARMSTRONG WOOD WORKS CEILING IN LIEO OF LINWOOD WOOD CEILING |  |  | ( PG 31 ) | -32000

## NOTES
R D D N Y
D E S I G N B U I L D
SUBJECT: | GENERAL NOTES & QUALIFICATIONS |  |  | EST. NO: | 4-0069
PROJECT: | SAMPLE |  |  | EST. BY:
LOCATION: | 0 |  |  | CHKD. BY:
TYPE EST.: | 0 |  |  | DATE: | 03-25-14
CLIENT: | 0 |  |  | REV. DATE: | 0
1. | ALL PRICES ARE BASED ON MARCH 2014 NON UNION / NON PREVAILING WAGE CONSTRUCTION COSTS.
2. | THE FOLLOWING ITEMS ARE NOT INCLUDED:
| a) | PROFESSIONAL FEES
| b) | FURNITURE, FURNISHINGS AND MOVABLE EQUIPMENT
| c) | HAZARDOUS MATERIAL ABATEMENT
| d) | CONSTRUCTION CONTINGENCY COSTS
3. | THIS ESTIMATE IS BASED ON THE FOLLOWING;
|  | DRAWING # | DATE
|  | T-001 | 03-11-14
|  | D-100 & D-101 | 03-11-14
|  | A-100 & A-101 | 03-11-14
|  | A-120 THRU A-121 | 03-11-14
|  | A-201 | 03-11-14
|  | A-301 & A-302 | 03-11-14
|  | A-401 THRU A-403 | 03-11-14
|  | A-501 & A-502 | 03-11-14
|  | E-010 | 01-17-14
|  | E-100 & E-101 | 01-17-14
|  | E-120 | 01-17-14
|  | FA-010 | 01-17-14
|  | FA-100 | 01-17-14
|  | P-001 | 01-17-14
|  | P-099 | 01-17-14
|  | P-100 & P-101 | 01-17-14
|  | P-300 | 01-17-14
|  | SPSD-001 | 01-17-14
|  | SPSD-100 | 01-17-14
|  | SPSD-300 | 01-17-14
|  | M-100 | 01-17-14
|  | M-200 | 01-17-14
|  | MEP-03 | 03-05-14
|  | MEP-04 | 02-28-14
|  | FS-01 - FS-04 | 12-12-13

## Summary CELLAR
R D D N Y
D E S I G N B U I L D
SUBJECT: | SUMMARY - ALL TRADES CELLAR |  |  |  | EST. NO: | 4-0069
PROJECT: | SAMPLE |  |  |  | EST. BY: | 0
LOCATION: | 0 |  |  |  | CHKD. BY: | 0
TYPE EST.: | 0 |  |  |  | DATE: | 03-25-14
CLIENT: | 0 |  |  |  | REV. DATE: | 0
[5 empty] | GSF: | 1900
|  |  | MATERIAL | LABOR | TOTAL
ITEM |  | DESCRIPTION | AMOUNT | AMOUNT | COST | $/SF
0
2 |  | DEMOLITION | 0 | 14316 | 14316 | 7.5347
3 |  | CONCRETE | 1788 | 3575 | 5363 | 2.8226
4 |  | MASONRY | 5990 | 12033 | 18023 | 9.4858
5 |  | METALS | 1365 | 924 | 2289 | 1.2047
6 |  | WOODS & PLASTICS | 475 | 380 | 855 | 0.45
7 |  | THERMAL & MOISTURE PROTECTION | 713 | 855 | 1568 | 0.82526
8 |  | DOORS & WINDOWS | 9900 | 4340 | 14240 | 7.4947
9 |  | FINISHES | 40326 | 28060 | 68386 | 35.9926
11 |  | EQUIPMENT | 70125 | 11850 | 81975 | 43.1447
15 |  | PLUMBING | 30383 | 37322 | 67705 | 35.6342
15.1 |  | FIRE PROTECTION | 3292 | 8550 | 11842 | 6.2326
15.2 |  | H.V.A.C. | 115981 | 72238 | 188219 | 99.0626 | 207015
16 |  | ELECTRIC | 39727 | 42426.122 | 82153.122 | 43.2385
[5 empty] | 0 | 0
[5 empty] | 0 | 0
[5 empty] | 0 | 0
[5 empty] | 0 | 0
[5 empty] | 0 | 0
[5 empty] | 0 | 0
[5 empty] | 0 | 0
[5 empty] | 0 | 0
[5 empty] | 0 | 0
[5 empty] | 0 | 0
[5 empty] | 0 | 0
[5 empty] | 0 | 0
0
0
0
|  | SUBTOTAL | 320065 | 236869.122 | 556934.122 | 293.1232
|  | GENERAL CONDITIONS - 10.0% | 32035 | 23730.878 | 55665.878 | 29.2978
|  | SUBTOTAL | 352100 | 260600 | 612600 | 322.4211
|  | G.C. OH & P - 10.0% | 35200 | 26100 | 61300 | 32.2632
|  | SUBTOTAL | 387300 | 286700 | 673900 | 354.6842
|  | DESIGN & CONSTRUCTION CONTINGENCY - 10.0% | 38700 | 28700 | 67400 | 35.4737
|  | SUBTOTAL | 426000 | 315400 | 741300 | 390.1579
|  | SOFT COST - 11.0% | 46900 | 34700 | 81500 | 42.8947
|  | SUBTOTAL | 472900 | 350100 | 822800 | 433.0526
|  | PHASING - 5.0% | 23600 | 17500 | 41100 | 21.6316
|  | SUBTOTAL | 496500 | 367600 | 863900 | 454.6842
|  | ESCALATION - 3.0% | 14900 | 11000 | 25900 | 13.6316
|  | TOTAL COST | 511400 | 378600 | 889800 | 468.3158

## G.C. Backup CELLAR
R D D N Y
D E S I G N B U I L D
SUBJECT: | GENERAL CONSTRUCTION CELLAR | [7 empty] | EST. NO: | 4-0069
PROJECT: | SAMPLE | [7 empty] | EST. BY: | 0
LOCATION: | 0 | [7 empty] | CHKD. BY: | 0
TYPE EST.: | 0 | [7 empty] | DATE: | 03-25-14
CLIENT: | 0 | [7 empty] | REV. DATE: | 0
[6 empty] | MATERIAL | MATERIAL | LABOR | LABOR | TOTAL
ITEM |  |  | DESCRIPTION | QUANTITY | UNIT | PRICE | AMOUNT | PRICE | AMOUNT | L & M
[7 empty] | 0 |  | 0
2.00 | DEMOLITION | [5 empty] | 0 |  | 0 | 0
[7 empty] | 0 |  | 0 | 0
| Cellar Demolition | [5 empty] | 0 |  | 0 | 0
[7 empty] | 0 |  | 0 | 0
| a. | Remove Doors |  |  |  |  | 0 | 0 | 0 | 0
|  | - | Singles | 6 | EA |  | 0 | 125 | 750 | 750
| b. | Remove Partitions (Gypboard) |  | 1694 | SF |  | 0 | 3.25 | 5506 | 5506
| c. | Remove Toilet Partitions |  | 3 | EA |  | 0 | 125 | 375 | 375
| d. | Remove Floor Finish |  | 715 | SF |  | 0 | 1.75 | 1251 | 1251
| e. | Remove Floor Slab |  | 715 | SF |  | 0 | 4.25 | 3039 | 3039
| f. | Remove Ceiling Including Light Fixtures |  | 1460 | SF |  | 0 | 1.75 | 2555 | 2555
| g. | Remove Existing Windows 3' X 5' |  | 4 | EA |  | 0 | 210 | 840 | 840
[7 empty] | 0 | 0 | 0 | 0
[7 empty] | 0 | 0 | 0 | 0
[7 empty] | 0 | 0 | 0 | 0
|  |  | SUBTOTAL DEMOLITION |  |  |  | 0 | 0 | 14316 | 14316
[7 empty] | 0 | 0 | 0 | 0
[7 empty] | 0 | 0 | 0 | 0
[7 empty] | 0 | 0 | 0 | 0
3.00 | CONCRETE | [5 empty] | 0 | 0 | 0 | 0
[7 empty] | 0 | 0 | 0 | 0
| a. | Concrete Slab On Grade In Cellar |  | 715 | SF | 2.5 | 1788 | 5 | 3575 | 5363
[7 empty] | 0 | 0 | 0 | 0
|  |  | SUBTOTAL CONCRETE |  |  |  | 1788 | 0 | 3575 | 5363
[7 empty] | 0 | 0 | 0 | 0
[7 empty] | 0 | 0 | 0 | 0
[7 empty] | 0 | 0 | 0 | 0
[7 empty] | 0 | 0 | 0 | 0
[7 empty] | 0 | 0 | 0 | 0
4.00 | MASONRY | [5 empty] | 0 | 0 | 0 | 0
[7 empty] | 0 | 0 | 0 | 0
| a. | 6" CMU Partitions |  | 913 | SF | 5 | 4565 | 10 | 9130 | 13695
| b. | 6" CMU Chase Partitions |  | 132 | SF | 10 | 1320 | 20 | 2640 | 3960
| c. | CMU Door Infill |  | 21 | SF | 5 | 105 | 12.5 | 263 | 368
[7 empty] | 0 | 0 | 0 | 0
|  |  | SUBTOTAL MASONRY |  |  |  | 5990 | 0 | 12033 | 18023
[7 empty] | 0 | 0 | 0 | 0
[7 empty] | 0 | 0 | 0 | 0
[7 empty] | 0 | 0 | 0 | 0
[7 empty] | 0 | 0 | 0 | 0
5.00 | METALS | [5 empty] | 0 | 0 | 0 | 0
[7 empty] | 0 | 0 | 0 | 0
| a. | Lintels @ CMU Door Openings |  | 24 | LF | 45 | 1080 | 14.75 | 354 | 1434
| b. | Misc. Metals - ALLOW GSF Of Renovated Space |  | 1900 | GSF | 0.15 | 285 | 0.3 | 570 | 855
[7 empty] | 0 | 0 | 0 | 0
|  |  | SUBTOTAL METALS |  |  |  | 1365 | 0 | 924 | 2289
[7 empty] | 0 | 0 | 0 | 0
[7 empty] | 0 | 0 | 0 | 0
[7 empty] | 0 | 0 | 0 | 0
[7 empty] | 0 | 0 | 0 | 0
[7 empty] | 0 | 0 | 0 | 0
6.00 | WOODS & PLASTICS | [5 empty] | 0 | 0 | 0 | 0
[7 empty] | 0 | 0 | 0 | 0
| a. | Misc. Rough Blocking - ALLOW |  | 1900 | GSF | 0.25 | 475 | 0.2 | 380 | 855
[7 empty] | 0 | 0 | 0 | 0
[7 empty] | 0 | 0 | 0 | 0
|  |  | SUBTOTAL WOODS & PLASTICS |  |  |  | 475 | 0 | 380 | 855
[7 empty] | 0 | 0 | 0 | 0
[7 empty] | 0 | 0 | 0 | 0
[7 empty] | 0 | 0 | 0 | 0
[7 empty] | 0 | 0 | 0 | 0
[7 empty] | 0 | 0 | 0 | 0
[7 empty] | 0 | 0 | 0 | 0
[7 empty] | 0 | 0 | 0 | 0
7.00 | THERMAL & MOISTURE PROTECTION | [5 empty] | 0 | 0 | 0 | 0
[7 empty] | 0 | 0 | 0 | 0
| a. | Misc. Caulking & Sealants - ALLOW |  | 1900 | GSF | 0.25 | 475 | 0.2 | 380 | 855
| b. | Fire Stopping @ New Partitions |  | 95 | LF | 2.5 | 238 | 5 | 475 | 713
[7 empty] | 0 | 0 | 0 | 0
[7 empty] | 0 | 0 | 0 | 0
|  |  | SUBTOTAL THERMAL & MOISTURE PROTECTION |  |  |  | 713 | 0 | 855 | 1568
[7 empty] | 0 | 0 | 0 | 0
[7 empty] | 0 | 0 | 0 | 0
[7 empty] | 0 | 0 | 0 | 0
[7 empty] | 0 | 0 | 0 | 0
[7 empty] | 0 | 0 | 0 | 0
8.00 | DOORS & WINDOWS | [5 empty] | 0 | 0 | 0 | 0
[7 empty] | 0 | 0 | 0 | 0
| a. | Windows Installed @ Existing Removed Exterior Window Openings |  | 65 | SF | 65 | 4225 | 21 | 1365 | 5590
| b. | Flush HM Door In HM Frame Including Hardware |  |  |  |  | 0 | 0 | 0 | 0
|  | - | 3'-0" X 7'-0" | 4 | EA | 650 | 2600 | 425 | 1700 | 4300
|  | - | 3'-8" X 7'-0" | 3 | EA | 675 | 2025 | 425 | 1275 | 3300
| c. | Premium For Fire Rating @ HM Doors |  | 7 | LVS | 150 | 1050 | 0 | 0 | 1050
[7 empty] | 0 | 0 | 0 | 0
[7 empty] | 0 | 0 | 0 | 0
|  |  | SUBTOTAL DOORS & WINDOWS |  |  |  | 9900 | 0 | 4340 | 14240
[7 empty] | 0 | 0 | 0 | 0
[7 empty] | 0 | 0 | 0 | 0
9.00 | FINISHES | [5 empty] | 0 | 0 | 0 | 0
[7 empty] | 0 | 0 | 0 | 0
| Floors | [5 empty] | 0 | 0 | 0 | 0
[7 empty] | 0 | 0 | 0 | 0
| a. | Strip / Clean & Polish Existing Terrazzo Flooring |  | 297 | SF | 2 | 594 | 6.75 | 2005 | 2599
| b. | Allow 5% Terrazzo Tile Replacement |  | 15 | SF | 10 | 150 | 30 | 450 | 600
| c. | Epoxy Flooring Including Base |  | 331 | SF | 2.75 | 910 | 2 | 662 | 1572
| d. | Quarry Tile |  | 527 | SF | 6 | 3162 | 8 | 4216 | 7378
| e. | Safety Athletic Flooring Furnished & Installed Quote |  | 1 | LS | 15142 | 15142 | 0 | 0 | 15142
[7 empty] | 0 | 0 | 0 | 0
| Base | [5 empty] | 0 | 0 | 0 | 0
[7 empty] | 0 | 0 | 0 | 0
| a. | Paint Existing Wood Wall Base |  | 100 | LF | 0.25 | 25 | 1.5 | 150 | 175
| b. | New Painted Wood Base |  | 122 | LF | 5 | 610 | 2.5 | 305 | 915
| c. | Stainless Steel |  | 219 | LF | 7.5 | 1643 | 2.5 | 548 | 2191
| d. | Quarry Tile |  | 135 | LF | 6 | 810 | 7 | 945 | 1755
[7 empty] | 0 | 0 | 0 | 0
[7 empty] | 0 | 0 | 0 | 0
| Walls | [5 empty] | 0 | 0 | 0 | 0
[7 empty] | 0 | 0 | 0 | 0
| a. | Furr Out Wall In Classroom W/ Gypboard |  | 296 | SF | 2 | 592 | 3.25 | 962 | 1554
| b. | Stainless Steel Wall Panels In Kitchen |  | 656 | SF | 5.25 | 3444 | 2.5 | 1640 | 5084
| c. | FRP Panels |  | 656 | SF | 3 | 1968 | 2.5 | 1640 | 3608
| d. | Paint Walls |  | 1198 | SF | 0.25 | 300 | 0.85 | 1018 | 1318
[7 empty] | 0 | 0 | 0 | 0
[7 empty] | 0 | 0 | 0 | 0
| Ceilings | [5 empty] | 0 | 0 | 0 | 0
[7 empty] | 0 | 0 | 0 | 0
| a. | ACT @ Kitchen |  | 634 | SF | 8 | 5072 | 3.5 | 2219 | 7291
| b. | ACT |  | 430 | SF | 4 | 1720 | 3.5 | 1505 | 3225
| c. | Gypboard Ceiling |  | 512 | SF | 5 | 2560 | 8.5 | 4352 | 6912
| d. | Gypboard Fascia |  | 128 | SF | 5 | 640 | 16.5 | 2112 | 2752
| e. | Paint New Gypboard Ceiling, Existing Gypboard Ceiling, & Gypboard Fascia |  | 937 | SF | 0.25 | 234 | 1.1 | 1031 | 1265
[7 empty] | 0 | 0 | 0 | 0
| Misc. Finishes | [5 empty] | 0 | 0 | 0 | 0
[7 empty] | 0 | 0 | 0 | 0
| a. | Paint New & Existing Doors |  | 10 | LVS | 25 | 250 | 105 | 1050 | 1300
| b. | Misc. Local Restoration - ALLOW |  | 1 | LS | 500 | 500 | 1250 | 1250 | 1750
[7 empty] | 0 | 0 | 0 | 0
|  |  | SUBTOTAL FINISHES |  |  |  | 40326 | 0 | 28060 | 68386
[7 empty] | 0 | 0 | 0 | 0
[7 empty] | 0 | 0 | 0 | 0
11.00 | EQUIPMENT | [5 empty] | 0 | 0 | 0 | 0
[7 empty] | 0 | 0 | 0 | 0
| a. | Steamer |  | 1 | EA | 14000 | 14000 | 425 | 425 | 14425
| b. | Convection Oven |  | 1 | EA | 5100 | 5100 | 425 | 425 | 5525
| c. | 6 Burner Range - ALLOW |  | 2 | EA | 2100 | 4200 | 425 | 850 | 5050
| d. | 2 Section Freezer - ALLOW |  | 2 | EA | 4350 | 8700 | 425 | 850 | 9550
| e. | Ventless Dishwasher |  | 1 | EA | 14350 | 14350 | 425 | 425 | 14775
| f. | Walk In Refrigerator - ALLOW |  | 1 | EA | 15000 | 15000 | 1650 | 1650 | 16650
| g. | In Sink Sanitizer |  | 1 | EA | 1050 | 1050 | 425 | 425 | 1475
| h. | Grease Trap - ALLOW |  | 1 | EA | 1000 | 1000 | 425 | 425 | 1425
| i. | Work Back Splash Table (36" x 30") |  | 2 | EA | 575 | 1150 | 425 | 850 | 2000
| j. | Work Back Splash Table (24" x 24") |  | 1 | EA | 475 | 475 | 425 | 425 | 900
| k. | Movable Trays |  | 11 | EA | 400 | 4400 | 425 | 4675 | 9075
| l. | Ceiling Mounted Pot Rack |  | 1 | EA | 700 | 700 | 425 | 425 | 1125
[7 empty] | 0 | 0 | 0 | 0
|  |  | SUBTOTAL EQUIPMENT |  |  |  | 70125 | 0 | 11850 | 81975
[7 empty] | 0 | 0 | 0 | 0
[7 empty] | 0 | 0 | 0 | 0
[7 empty] | 0 | 0 | 0 | 0
[7 empty] | 0 | 0 | 0 | 0
[7 empty] | 0 |  | 0 | 0
[7 empty] | 0 |  | 0 | 0
[7 empty] | 0 |  | 0 | 0
[7 empty] | 0 |  | 0 | 0
[7 empty] | 0 |  | 0 | 0
[7 empty] | 130682 |  | 76333 | 207015 | 207015 | 207015

## Summary PLUM CELLAR
R D D N Y
D E S I G N B U I L D
SUBJECT: | SUMMARY - PLUMBING CELLAR |  |  |  | EST. NO: | 4-0069
PROJECT: | SAMPLE |  |  |  | EST. BY: | 0
LOCATION: | 0 |  |  |  | CHKD. BY: | 0
TYPE EST.: | 0 |  |  |  | DATE: | 03-25-14
CLIENT: | 0 |  |  |  | REV. DATE: | 0
[5 empty] | GSF: | 1900
|  |  | MATERIAL | LABOR | TOTAL
ITEM |  | DESCRIPTION | AMOUNT | AMOUNT | COST | $/SF
0
|  | Plumbing Demolition | 760 | 4513 | 5273 | 2.7753
|  | Sanitary Waste and Vent Below Slab | 10208 | 10819 | 21027 | 11.0668
|  | Sanitary Waste and Vent Piping Above Slab | 2075 | 5317 | 7392 | 3.8905
|  | Domestic Water Piping | 4188 | 5673 | 9861 | 5.19
|  | Natural Gas Piping | 1422 | 5527 | 6949 | 3.6574
|  | Plumbing Fixtures and Equipment | 11115 | 2338 | 13453 | 7.0805
|  | Miscellaneous | 615 | 3135 | 3750 | 1.9737
0
0
0
0
0
0
0
0
0
0
0
0
0
0
0
0
0
0
0
0
0
|  | SUBTOTAL | 30383 | 37322 | 67705 | 35.6342

## Summary P (hidden)
N A S C O
C O N S T R U C T I O N S E R V I C E S I N C.
SUBJECT: | SUMMARY - PLUMBING |  |  | EST. NO: | 4-0069
PROJECT: | SAMPLE |  |  | EST. BY: | BH
LOCATION: | 0 |  |  | CHKD. BY: | 0
TYPE EST.: | 0 |  |  | DATE: | 03-25-14
CLIENT: | 0 |  |  | REV. DATE: | 0
GSF:
ITEM | DESCRIPTION | AMOUNT | $/GSF
#DIV/0!
#DIV/0!
#DIV/0!
#DIV/0!
#DIV/0!
#DIV/0!
#DIV/0!
#DIV/0!
#DIV/0!
#DIV/0!
#DIV/0!
#DIV/0!
#DIV/0!
#DIV/0!
#DIV/0!
#DIV/0!
#DIV/0!
#DIV/0!
#DIV/0!
#DIV/0!
#DIV/0!
#DIV/0!
#DIV/0!
#DIV/0!
#DIV/0!
| SUBTOTAL | 0 | #DIV/0!
| CONTRACTOR'S OH & P - 15.0% | 0 | #DIV/0!
| TOTAL COST | 0 | #DIV/0!

## Plum. Backup CELLAR
R D D N Y
D E S I G N B U I L D
SUBJECT: | PLUMBING CELLAR | [6 empty] | EST. NO: | 4-0069
PROJECT: | SAMPLE | [6 empty] | EST. BY: | BH
LOCATION: | 0 | [6 empty] | CHKD. BY: | 0
TYPE EST.: | 0 | [6 empty] | DATE: | 03-25-14
CLIENT: | 0 | [6 empty] | REV. DATE: | 0
[5 empty] | MATERIAL | MATERIAL | LABOR | LABOR | TOTAL
ITEM |  | DESCRIPTION | QUANTITY | UNIT | PRICE | AMOUNT | PRICE | AMOUNT | L & M
[6 empty] | 0 |  | 0
[6 empty] | 0 |  | 0 | 0
| Plumbing Demolition |  |  |  |  | 0 |  | 0 | 0
[6 empty] | 0 |  | 0 | 0
|  | Plumbing Demolition | 1900 | SF | 0.4 | 760 | 2.375 | 4513 | 5273
[6 empty] | 0 |  | 0 | 0
|  | SUBTOTAL PLUMBING DEMOLITION |  |  |  | 760 |  | 4513 | 5273
[6 empty] | 0 |  | 0 | 0
| Sanitary Waste and Vent Below Slab |  |  |  |  | 0 |  | 0 | 0
[6 empty] | 0 |  | 0 | 0
|  | 4" Sv Wt Cast Iron Pipe | 160 | LF | 11.9 | 1904 | 22.04 | 3526 | 5430
|  | 3" Sv Wt Cast Iron Pipe | 10 | LF | 9.16 | 92 | 17.48 | 175 | 267
|  | 2" Sv Wt Cast Iron Pipe | 50 | LF | 6.63 | 332 | 12.92 | 646 | 978
|  | Sv Wt Cast Iron Fittings | 28 | EA | 43.8519 | 1228 | 55.3815 | 1551 | 2779
|  | House Trap | 1 | EA | 125.45 | 125 | 76 | 76 | 201
|  | Cleanout Deckplates | 10 | EA | 164.15 | 1642 | 115.9 | 1159 | 2801
|  | Floor Drains | 6 | EA | 152.9 | 917 | 152 | 912 | 1829
|  | Floor Sinks | 4 | EA | 584.63 | 2339 | 171 | 684 | 3023
|  | Excavation, Bedding, and Backfill | 220 | EA | 5.2 | 1144 | 9.5 | 2090 | 3234
|  | Gaskets, Lubricants, Etc. | 1 | LS | 485 | 485 | 0 | 0 | 485
[6 empty] | 0 |  | 0 | 0
|  | SUBTOTAL SANITARY WASTE & VENT BELOW SLAB |  |  |  | 10208 |  | 10819 | 21027
[6 empty] | 0 |  | 0 | 0
| Sanitary Waste and Vent Piping Above Slab |  |  |  |  | 0 |  | 0 | 0
[6 empty] | 0 |  | 0 | 0
|  | 4" No Hub Cast Iron Pipe | 20 | LF | 7 | 140 | 16.15 | 323 | 463
|  | 2" No Hub Cast Iron Pipe | 80 | LF | 3.92 | 314 | 9.5 | 760 | 1074
|  | 1 1/2" No Hub Cast Iron Pipe | 40 | LF | 3.81 | 152 | 8.55 | 342 | 494
|  | 1 1/2" DWV Copper Tubing | 40 | LF | 6.57 | 263 | 6.65 | 266 | 529
|  | 1/2" L Copper Tubing | 80 | LF | 2.22 | 178 | 4.37 | 350 | 528
|  | No Hub Cast Iron Fittings | 18 | EA | 12.5833 | 227 | 33.725 | 607 | 834
|  | Wrought Copper Fittings | 15 | EA | 5.5 | 83 | 50.35 | 755 | 838
|  | Hangers | 33 | EA | 16.5 | 545 | 52.25 | 1724 | 2269
|  | Floor Sleeves | 2 | EA | 18.45 | 37 | 95 | 190 | 227
|  | No Hub Couplings, Etc. | 1 | LS | 136 | 136 | 0 | 0 | 136
[6 empty] | 0 |  | 0 | 0
|  | SUBTOTAL SANITARY PIPING ABOVE SLAB |  |  |  | 2075 |  | 5317 | 7392
[6 empty] | 0 |  | 0 | 0
| Domestic Water Piping |  |  |  |  | 0 |  | 0 | 0
[6 empty] | 0 |  | 0 | 0
|  | 2 1/2" L Copper Tubing | 20 | LF | 19.51 | 390 | 9.5 | 190 | 580
|  | 2" L Copper Tubing | 20 | LF | 12.75 | 255 | 7.6 | 152 | 407
|  | 1 1/2" L Copper Tubing | 20 | LF | 8.21 | 164 | 6.65 | 133 | 297
|  | 1/2" L Copper Tubing | 80 | LF | 2.22 | 178 | 4.75 | 380 | 558
|  | Wrought Copper Fittings | 18 | EA | 8.8286 | 159 | 58.0857 | 1046 | 1205
|  | Hangers | 18 | LF | 16.5 | 297 | 57 | 1026 | 1323
|  | 125# Cast Iron Gate Valves | 2 | EA | 356.98 | 714 | 190 | 380 | 1094
|  | 150# Bronze Ball Valves | 15 | EA | 27 | 405 | 58.5833 | 879 | 1284
|  | 150# Bronze Drain Valves | 1 | EA | 24.72 | 25 | 38.95 | 39 | 64
|  | Interior Hosebibb | 1 | EA | 86.12 | 86 | 47.5 | 48 | 134
|  | 150# Bronze Check Valves | 3 | EA | 167.7 | 503 | 81.7 | 245 | 748
|  | Thermometer | 3 | EA | 127.16 | 381 | 52.25 | 157 | 538
|  | Fiberglass Pipe Insulation | 175 | LF | 3.12 | 546 | 5.7 | 998 | 1544
|  | Solder, Flux, Gas, Etc. | 1 | LS | 85 | 85 | 0 | 0 | 85
[6 empty] | 0 |  | 0 | 0
|  | SUBTOTAL DOMESTIC WATER PIPING |  |  |  | 4188 |  | 5673 | 9861
[6 empty] | 0 |  | 0 | 0
| Natural Gas Piping |  |  |  |  | 0 |  | 0 | 0
[6 empty] | 0 |  | 0 | 0
|  | 3" Blk Stl Pipe Sch 40 PE | 42 | LF | 9.85 | 414 | 19.95 | 838 | 1252
|  | 2" Blk Stl Pipe Sch 40 T&C | 42 | LF | 3.84 | 161 | 10.45 | 439 | 600
|  | 1 1/4" Blk Stl Pipe Sch 40 T&C | 42 | LF | 2.56 | 108 | 8.55 | 359 | 467
|  | 1" Blk Stl Pipe Sch 40 T&C | 21 | LF | 1.96 | 41 | 6.65 | 140 | 181
|  | 150# Buttweld Fittings | 5 | EA | 23.82 | 119 | 295.45 | 1477 | 1596
|  | 150# Blk Maleable Fittings | 13 | EA | 9 | 117 | 83.3625 | 1084 | 1201
|  | Hangers | 13 | EA | 16.5 | 215 | 57 | 741 | 956
|  | 150# Bronze Lubricated Plug Cocks | 7 | EA | 27.8571 | 195 | 64.1929 | 449 | 644
|  | Lubricants, Etc. | 1 | LS | 52 | 52 | 0 | 0 | 52
[6 empty] | 0 |  | 0 | 0
|  | SUBTOTAL NATURAL GAS PIPING |  |  |  | 1422 |  | 5527 | 6949
[6 empty] | 0 |  | 0 | 0
| Plumbing Fixtures and Equipment |  |  |  |  | 0 |  | 0 | 0
[6 empty] | 0 |  | 0 | 0
|  | Dishwasher | 1 | INSTALL | 45 | 45 | 275.5 | 276 | 321
|  | 3 Compartment Sink | 1 | INSTALL | 185 | 185 | 570 | 570 | 755
|  | 2 Compartment Sink | 1 | INSTALL | 125 | 125 | 285 | 285 | 410
|  | Hand Wash Sink | 1 | INSTALL | 65 | 65 | 218.5 | 219 | 284
|  | WH 1 Gas Fired Water Heater 130 Gallon, 349 GPH, 300 MBH | 1 | EA | 6400 | 6400 | 570 | 570 | 6970
|  | Domestic Hot Water Recirculation Pump | 1 | EA | 485 | 485 | 76 | 76 | 561
|  | Domestic Hot Water Expansion Tank | 1 | EA | 1125 | 1125 | 57 | 57 | 1182
|  | Domestic Hot Water Antiscald Valve | 1 | EA | 2685 | 2685 | 285 | 285 | 2970
[6 empty] | 0 |  | 0 | 0
|  | SUBTOTAL PLUMBING FIXTURES & EQUIPMENT |  |  |  | 11115 |  | 2338 | 13453
[6 empty] | 0 |  | 0 | 0
| Miscellaneous |  |  |  |  | 0 |  | 0 | 0
[6 empty] | 0 |  | 0 | 0
|  | Flushing and Sanitization | 1 | LS | 50 | 50 | 665 | 665 | 715
|  | Coordination Drawings, Submittals, As Buiilts O&M's | 1 | LS | 80 | 80 | 1900 | 1900 | 1980
|  | Valve Tags, Pipe Identification | 1 | LS | 485 | 485 | 570 | 570 | 1055
[6 empty] | 0 |  | 0 | 0
|  | SUBTOTAL MISCELLANEOUS |  |  |  | 615 |  | 3135 | 3750
[6 empty] | 0 |  | 0 | 0
[6 empty] | 0 |  | 0 | 0
[6 empty] | 0 |  | 0 | 0
[6 empty] | 0 |  | 0 | 0
[6 empty] | 0 |  | 0 | 0
[6 empty] | 0 |  | 0 | 0
[6 empty] | 0 |  | 0 | 0
[6 empty] | 30383 |  | 37322 | 67705 | 67705 | 67705

## Summary F.P. CELLAR
R D D N Y
D E S I G N B U I L D
SUBJECT: | SUMMARY - FIRE PROTECTION CELLAR |  |  |  | EST. NO: | 4-0069
PROJECT: | SAMPLE |  |  |  | EST. BY: | 0
LOCATION: | 0 |  |  |  | CHKD. BY: | 0
TYPE EST.: | 0 |  |  |  | DATE: | 03-25-14
CLIENT: | 0 |  |  |  | REV. DATE: | 0
[5 empty] | GSF: | 1900
|  |  | MATERIAL | LABOR | TOTAL
ITEM |  | DESCRIPTION | AMOUNT | AMOUNT | COST | $/SF
0
|  | Fire Protection Demolition | 380 | 1805 | 2185 | 1.15
|  | Branch Piping and Sprinkler Heads | 2887 | 5700 | 8587 | 4.5195
|  | Miscellaneous | 25 | 1045 | 1070 | 0.56316
[5 empty] | 0 | 0
[5 empty] | 0 | 0
[5 empty] | 0 | 0
[5 empty] | 0 | 0
0
0
0
0
0
0
0
0
0
0
0
0
0
0
0
0
0
0
0
0
0
|  | SUBTOTAL | 3292 | 8550 | 11842 | 6.2326

## Summary F (hidden)
N A S C O
C O N S T R U C T I O N S E R V I C E S I N C.
SUBJECT: | SUMMARY - FIRE PROTECTION |  |  | EST. NO: | 4-0069
PROJECT: | SAMPLE |  |  | EST. BY: | BH
LOCATION: | 0 |  |  | CHKD. BY: | 0
TYPE EST.: | 0 |  |  | DATE: | 03-25-14
CLIENT: | 0 |  |  | REV. DATE: | 0
GSF:
ITEM | DESCRIPTION | AMOUNT | $/GSF
#DIV/0!
#DIV/0!
#DIV/0!
#DIV/0!
#DIV/0!
#DIV/0!
#DIV/0!
#DIV/0!
#DIV/0!
#DIV/0!
#DIV/0!
#DIV/0!
#DIV/0!
#DIV/0!
#DIV/0!
#DIV/0!
#DIV/0!
#DIV/0!
#DIV/0!
#DIV/0!
#DIV/0!
#DIV/0!
#DIV/0!
#DIV/0!
#DIV/0!
| SUBTOTAL | 0 | #DIV/0!
| CONTRACTOR'S OH & P - 15.0% | 0 | #DIV/0!
| TOTAL COST | 0 | #DIV/0!

## F.P. Backup CELLAR
R D D N Y
D E S I G N B U I L D
SUBJECT: | FIRE PROTECTION CELLAR | [6 empty] | EST. NO: | 4-0069
PROJECT: | SAMPLE | [6 empty] | EST. BY: | BH
LOCATION: | 0 | [6 empty] | CHKD. BY: | 0
TYPE EST.: | 0 | [6 empty] | DATE: | 03-25-14
CLIENT: | 0 | [6 empty] | REV. DATE: | 0
[5 empty] | MATERIAL | MATERIAL | LABOR | LABOR | TOTAL
ITEM |  | DESCRIPTION | QUANTITY | UNIT | PRICE | AMOUNT | PRICE | AMOUNT | L & M
[6 empty] | 0 |  | 0
[6 empty] | 0 |  | 0 | 0
| Fire Protection Demolition |  |  |  |  | 0 |  | 0 | 0
[6 empty] | 0 |  | 0 | 0
|  | Sprinkler Head Demolition w/ Branch Piping | 1900 | SF | 0.2 | 380 | 0.95 | 1805 | 2185
[6 empty] | 0 |  | 0 | 0
|  | SUBTOTAL FIRE PROTECTION DEMOLITION |  |  |  | 380 |  | 1805 | 2185
[6 empty] | 0 |  | 0 | 0
[6 empty] | 0 |  | 0 | 0
| Branch Piping and Sprinkler Heads |  |  |  |  | 0 |  | 0 | 0
[6 empty] | 0 |  | 0 | 0
|  | 165 Degree Dry Pendant Head w/ Branch Piping | 1 | EA | 412 | 412 | 475 | 475 | 887
|  | 165 Degree Concealed Sprinkler Head w/ Branch Piping | 11 | EA | 225 | 2475 | 475 | 5225 | 7700
[6 empty] | 0 |  | 0 | 0
|  | SUBTOTAL BRANCH PIPING & SPRINKLER HEADS |  |  |  | 2887 |  | 5700 | 8587
[6 empty] | 0 |  | 0 | 0
[6 empty] | 0 |  | 0 | 0
| Miscellaneous |  |  |  |  | 0 |  | 0 | 0
[6 empty] | 0 |  | 0 | 0
|  | Hydraulic Calculations, Coordination Drawings | 1 | LS | 25 | 25 | 285 | 285 | 310
|  | Drain, Fill, and Vent | 1 | LS |  | 0 | 760 | 760 | 760
[6 empty] | 0 |  | 0 | 0
|  | SUBTOTAL MISCELLANEOUS |  |  |  | 25 |  | 1045 | 1070
[6 empty] | 0 |  | 0 | 0
[6 empty] | 0 |  | 0 | 0
[6 empty] | 0 |  | 0 | 0
[6 empty] | 0 |  | 0 | 0
[6 empty] | 0 |  | 0 | 0
[6 empty] | 0 |  | 0 | 0
[6 empty] | 0 |  | 0 | 0
[6 empty] | 0 |  | 0 | 0
[6 empty] | 0 |  | 0 | 0
[6 empty] | 0 |  | 0 | 0
[6 empty] | 0 |  | 0 | 0
[6 empty] | 0 |  | 0 | 0
[6 empty] | 0 |  | 0 | 0
[6 empty] | 0 |  | 0 | 0
[6 empty] | 0 |  | 0 | 0
[6 empty] | 0 |  | 0 | 0
[6 empty] | 0 |  | 0 | 0
[6 empty] | 0 |  | 0 | 0
[6 empty] | 0 |  | 0 | 0
[6 empty] | 0 |  | 0 | 0
[6 empty] | 0 |  | 0 | 0
[6 empty] | 0 |  | 0 | 0
[6 empty] | 0 |  | 0 | 0
[6 empty] | 0 |  | 0 | 0
[6 empty] | 0 |  | 0 | 0
[6 empty] | 0 |  | 0 | 0
[6 empty] | 0 |  | 0 | 0
[6 empty] | 0 |  | 0 | 0
[6 empty] | 0 |  | 0 | 0
[6 empty] | 0 |  | 0 | 0
[6 empty] | 0 |  | 0 | 0
[6 empty] | 0 |  | 0 | 0
[6 empty] | 0 |  | 0 | 0
[6 empty] | 3292 |  | 8550 | 118420 | 11842 | 11842

## Summary (hidden)
N A S C O
C O N S T R U C T I O N S E R V I C E S I N C.
SUBJECT: | SUMMARY - HVAC |  |  | EST. NO: | 4-0069
PROJECT: | SAMPLE |  |  | EST. BY: | BH
LOCATION: | 0 |  |  | CHKD. BY: | 0
TYPE EST.: | 0 |  |  | DATE: | 03-25-14
CLIENT: | 0 |  |  | REV. DATE: | 0
GSF:
ITEM | DESCRIPTION | AMOUNT | $/GSF
#DIV/0!
#DIV/0!
#DIV/0!
#DIV/0!
#DIV/0!
#DIV/0!
#DIV/0!
#DIV/0!
#DIV/0!
#DIV/0!
#DIV/0!
#DIV/0!
#DIV/0!
#DIV/0!
#DIV/0!
#DIV/0!
#DIV/0!
#DIV/0!
#DIV/0!
#DIV/0!
#DIV/0!
#DIV/0!
#DIV/0!
#DIV/0!
#DIV/0!
| SUBTOTAL | 0 | #DIV/0!
| CONTRACTOR'S OH & P - 15.0% | 0 | #DIV/0!
| TOTAL COST | 0 | #DIV/0!

## Summary H.V.A.C. CELLAR
R D D N Y
D E S I G N B U I L D
SUBJECT: | SUMMARY - H.V.A.C. CELLAR |  |  |  | EST. NO: | 4-0069
PROJECT: | SAMPLE |  |  |  | EST. BY: | 0
LOCATION: | 0 |  |  |  | CHKD. BY: | 0
TYPE EST.: | 0 |  |  |  | DATE: | 03-25-14
CLIENT: | 0 |  |  |  | REV. DATE: | 0
[5 empty] | GSF: | 1900
|  |  | MATERIAL | LABOR | TOTAL
ITEM |  | DESCRIPTION | AMOUNT | AMOUNT | COST | $/SF
0
|  | HVAC Demolition | 1140 | 10830 | 11970 | 6.3
|  | Sheetmetal | 22378 | 16140 | 38518 | 20.2726
|  | Sheetmetal Accessories | 4203 | 2026 | 6229 | 3.2784
|  | Duct Insulation | 12712 | 11055 | 23767 | 12.5089
|  | Heating Hot Water Piping | 4317 | 9156 | 13473 | 7.0911
|  | Refrigerant Piping | 1499 | 5824 | 7323 | 3.8542
|  | Air Conditioning Condensate Piping | 743 | 1721 | 2464 | 1.2968
|  | Equipment | 43575 | 4228 | 47803 | 25.1595
|  | Automatic Temperature Controls ( Assume Standalone) | 3617 | 4076 | 7693 | 4.0489
|  | Miscellaneous | 21797 | 7182 | 28979 | 15.2521
[5 empty] | 0 | 0
[5 empty] | 0 | 0
[5 empty] | 0 | 0
[5 empty] | 0 | 0
[5 empty] | 0 | 0
[5 empty] | 0 | 0
[5 empty] | 0 | 0
[5 empty] | 0 | 0
0
0
0
0
0
0
0
0
0
0
|  | SUBTOTAL | 115981 | 72238 | 188219 | 99.0626

## HVAC Backup CELLAR
R D D N Y
D E S I G N B U I L D
SUBJECT: | HVAC CELLAR | [6 empty] | EST. NO: | 4-0069
PROJECT: | SAMPLE | [6 empty] | EST. BY: | BH
LOCATION: | 0 | [6 empty] | CHKD. BY: | 0
TYPE EST.: | 0 | [6 empty] | DATE: | 03-25-14
CLIENT: | 0 | [6 empty] | REV. DATE: | 0
[5 empty] | MATERIAL | MATERIAL | LABOR | LABOR | TOTAL
ITEM |  | DESCRIPTION | QUANTITY | UNIT | PRICE | AMOUNT | PRICE | AMOUNT | L & M
[6 empty] | 0 |  | 0
[6 empty] | 0 |  | 0 | 0
| HVAC Demolition |  |  |  |  | 0 |  | 0 | 0
[6 empty] | 0 |  | 0 | 0
|  | HVAC Demo | 1900 | SF | 0.6 | 1140 | 5.7 | 10830 | 11970
[6 empty] | 0 |  | 0 | 0
|  | SUBTOTAL HVAC DEMOLITION |  |  |  | 1140 |  | 10830 | 11970
[6 empty] | 0 |  | 0 | 0
| Sheetmetal |  |  |  |  | 0 |  | 0 | 0
|  | Galvanized Ductwork | 425 | LBS | 4.1 | 1743 | 5.225 | 2221 | 3964
|  | Black Iron Ductwork | 2442 | LBS | 8.45 | 20635 | 5.7 | 13919 | 34554
[6 empty] | 0 |  | 0 | 0
|  | SUBTOTAL SHEETMETAL |  |  |  | 22378 |  | 16140 | 38518
[6 empty] | 0 |  | 0 | 0
[6 empty] | 0 |  | 0 | 0
| Sheetmetal Accessories |  |  |  |  | 0 |  | 0 | 0
[6 empty] | 0 |  | 0 | 0
|  | Exhaust Air Grilles | 1 | EA | 42.1 | 42 | 104.5 | 105 | 147
|  | Wire Mesh Screens | 1 | EA | 89.45 | 89 | 171 | 171 | 260
|  | Canvas Flexible Connections | 3 | EA | 128.96 | 387 | 275.5 | 827 | 1214
|  | Fire Smoke Dampers | 1 | EA | 1412 | 1412 | 218.5 | 219 | 1631
|  | Motorized Dampers | 1 | EA | 1345 | 1345 | 180.5 | 181 | 1526
|  | Cable Operated Volume Dampers | 5 | EA | 185.63 | 928 | 104.5 | 523 | 1451
[6 empty] | 0 |  | 0 | 0
|  | SUBTOTAL SHEETMETAL ACCESSORIES |  |  |  | 4203 |  | 2026 | 6229
[6 empty] | 0 |  | 0 | 0
| Duct Insulation |  |  |  |  | 0 |  | 0 | 0
[6 empty] | 0 |  | 0 | 0
|  | 1 1/2" Thk Fiberglass Duct Wrap | 265 | SF | 1.2 | 318 | 2.85 | 755 | 1073
|  | 2 Hour Rated Duct Wrap | 1017 | SF | 6.5 | 6611 | 5.7 | 5797 | 12408
|  | Aluminum Jacket | 948 | SF | 6.1 | 5783 | 4.75 | 4503 | 10286
[6 empty] | 0 |  | 0 | 0
|  | SUBTOTAL DUCT INSULATION |  |  |  | 12712 |  | 11055 | 23767
[6 empty] | 0 |  | 0 | 0
[6 empty] | 0 |  | 0 | 0
| Heating Hot Water Piping |  |  |  |  | 0 |  | 0 | 0
[6 empty] | 0 |  | 0 | 0
|  | 2 1/2" Blk Stl Pipe Sch 40 PE | 84 | LF | 8.4 | 706 | 17.1 | 1436 | 2142
|  | 2" L Copper Tubing | 40 | LF | 12.75 | 510 | 7.6 | 304 | 814
|  | 150# Buttlweld Fittings | 11 | EA | 19.5 | 215 | 280.25 | 3083 | 3298
|  | Wrought Copper Fittings | 5 | EA | 17.1 | 86 | 72.2 | 361 | 447
|  | Hangers | 16 | EA | 16.5 | 264 | 52.25 | 836 | 1100
|  | 125# Cast Iron Gate Valves | 2 | EA | 356.98 | 714 | 190 | 380 | 1094
|  | 150# Bronze Ball Valves | 2 | EA | 55.1 | 110 | 84.55 | 169 | 279
|  | 150# Bronze Drain Valves | 1 | EA | 24.72 | 25 | 38.95 | 39 | 64
|  | 150# Bronze Control Valves | 1 | EA |  | 0 | 187.15 | 187 | 187
|  | 150# Bronze Balancing Valves | 1 | EA | 223.63 | 224 | 218.5 | 219 | 443
|  | 150# Bronze Strainers | 1 | EA | 117.45 | 117 | 248.9 | 249 | 366
|  | Thermometers | 2 | EA | 127.16 | 254 | 52.25 | 105 | 359
|  | Pressure Gauges | 2 | EA | 95.65 | 191 | 52.25 | 105 | 296
|  | Manual Air Vents | 2 | EA | 6.96 | 14 | 28.5 | 57 | 71
|  | Connections to Existing | 2 | EA | 38.63 | 77 | 342 | 684 | 761
|  | Fiberglass Insulation | 124 | LF | 4.8 | 595 | 7.6 | 942 | 1537
|  | Solder, Flux, Gas, Etc. | 1 | LS | 215 | 215 | 0 | 0 | 215
[6 empty] | 0 |  | 0 | 0
|  | SUBTOTAL HEATING HOT WATER PIPING |  |  |  | 4317 |  | 9156 | 13473
[6 empty] | 0 |  | 0 | 0
| Refrigerant Piping |  |  |  |  | 0 |  | 0 | 0
[6 empty] | 0 |  | 0 | 0
|  | 7/8" ACR Tubing | 30 | LF | 2.73 | 82 | 6.65 | 200 | 282
|  | 5/8" ACR Tubing | 70 | LF | 1.74 | 122 | 5.7 | 399 | 521
|  | 3/8" ACR Tubing | 80 | LF | 0.94 | 75 | 5.7 | 456 | 531
|  | Wrought Copper Fittings | 23 | EA | 3.8571 | 89 | 50.6893 | 1166 | 1255
|  | Hangers | 23 | EA | 16.5 | 380 | 52.25 | 1202 | 1582
|  | Floor Sleeves | 4 | EA | 21.6 | 86 | 95 | 380 | 466
|  | Roof Flashings | 3 | EA | 42.63 | 128 | 122.55 | 368 | 496
|  | Purging and Charging | 1 | LS | 110 | 110 | 1140 | 1140 | 1250
|  | Elastomeric Insulation | 90 | LF | 1.2 | 108 | 5.7 | 513 | 621
|  | Silver Braze, Gas, Nitrogen, Etc. | 1 | LS | 319 | 319 | 0 | 0 | 319
[6 empty] | 0 |  | 0 | 0
|  | SUBTOTAL REFRIGERANT PIPING |  |  |  | 1499 |  | 5824 | 7323
[6 empty] | 0 |  | 0 | 0
| Air Conditioning Condensate Piping |  |  |  |  | 0 |  | 0 | 0
[6 empty] | 0 |  | 0 | 0
|  | 1 1/2" L Copper Tubing | 20 | LF | 8.21 | 164 | 6.65 | 133 | 297
|  | 1" L Copper Tubing | 30 | LF | 5.26 | 158 | 6.65 | 200 | 358
|  | Wrought Copper Fittings | 10 | EA | 5.9 | 59 | 53.2 | 532 | 591
|  | Hangers | 10 | EA | 16.5 | 165 | 52.25 | 523 | 688
|  | Fiberglass Insulation | 50 | LF | 3.2 | 160 | 4.75 | 238 | 398
|  | Floor Sleeves | 1 | EA | 21.6 | 22 | 95 | 95 | 117
|  | Solder, Flux, Gas, Etc. | 1 | LS | 15 | 15 | 0 | 0 | 15
[6 empty] | 0 |  | 0 | 0
|  | SUBTOTAL AIR CONDITIONING CONDENSATE PIPING |  |  |  | 743 |  | 1721 | 2464
[6 empty] | 0 |  | 0 | 0
| Equipment |  |  |  |  | 0 |  | 0 | 0
|  | AH 1,5 Indoor Heat Pumps 19 MBH Cooling, 21 MBH Heating | 2 | EA | 2245 | 4490 | 380 | 760 | 5250
|  | AH 2 Indoor Heat Pump 9.6 MBH Cooling, 10.9 MBH Heating | 1 | EA | 1985 | 1985 | 380 | 380 | 2365
|  | AH 3,4 Indoor Heat Pumps 7.5 MBH Cooling, 8.5 MBH Heating | 2 | EA | 1875 | 3750 | 380 | 760 | 4510
|  | AH 8 Indoor Heat Pump 36.2 MBH Cooling, 40.6 MBH Heating | 1 | EA | 2978 | 2978 | 380 | 380 | 3358
|  | ACCU 2 VRV Condensing Unit 3 Ton | 1 | EA | 3425 | 3425 | 190 | 190 | 3615
|  | ACCU 3 VRV Condensing Unit 6 Ton | 1 | EA | 6100 | 6100 | 285 | 285 | 6385
|  | KX 1 Roof Fan 4,000 CFM @ 2", 3 HP | 1 | EA | 3812 | 3812 | 570 | 570 | 4382
|  | TF 1 Transfer Air Fan 400 CFM @ .25", 240 Watts | 1 | EA | 785 | 785 | 142.5 | 143 | 928
|  | MAU 1 Makeup Air Unit 3,500 CFM w/ HW Coil | 1 | EA | 15125 | 15125 | 760 | 760 | 15885
|  | Magnetic Motor Starters | 1 | EA | 1125 | 1125 | 0 | 0 | 1125
[6 empty] | 0 |  | 0 | 0
|  | SUBTOTAL EQUIPMENT |  |  |  | 43575 |  | 4228 | 47803
[6 empty] | 0 |  | 0 | 0
| Automatic Temperature Controls ( Assume Standalone) |  |  |  |  | 0 |  | 0 | 0
[6 empty] | 0 |  | 0 | 0
|  | Programmable Heating and Cooling Thermostats | 5 | EA | 210 | 1050 | 66.5 | 333 | 1383
|  | Duct Stat | 1 | EA | 210 | 210 | 114 | 114 | 324
|  | Freeze Stat | 1 | EA | 312 | 312 | 114 | 114 | 426
|  | Control Valves | 1 | EA | 345 | 345 | 95 | 95 | 440
|  | Wiring Points | 20 | EA | 85 | 1700 | 171 | 3420 | 5120
[6 empty] | 0 |  | 0 | 0
|  | SUBTOTAL AUTOMATIC TEMP. CONTROLS |  |  |  | 3617 |  | 4076 | 7693
[6 empty] | 0 |  | 0 | 0
| Miscellaneous |  |  |  |  | 0 |  | 0 | 0
|  | Valve Tags, Pipe Identification | 1 | LS | 287 | 287 | 380 | 380 | 667
|  | Rigging, Hoisting, Scaffolding | 1 | LS | 19450 | 19450 | 2375 | 2375 | 21825
|  | Seismic Restraint, Certification | 1 | LS | 2000 | 2000 | 475 | 475 | 2475
|  | Coordination Drawings, As Builts, Submittals, O&M's | 1 | EA | 60 | 60 | 2090 | 2090 | 2150
|  | Testing and Balancing | 14 | MH |  | 0 | 133 | 1862 | 1862
[6 empty] | 0 |  | 0 | 0
|  | SUBTOTAL MISCELLANEOUS |  |  |  | 21797 |  | 7182 | 28979
[6 empty] | 0 |  | 0 | 0
[6 empty] | 0 |  | 0 | 0
[6 empty] | 0 |  | 0 | 0
[6 empty] | 0 |  | 0 | 0
0
0
[6 empty] | 115981 |  | 72238 | 188219 | 188219 | 188219
0
0
0
0
0
0
0
0
0
0
0
0
0
0
0
0
0
0
0
0
0
0
0
0
0
0
0
0
0
0
0
0
0
0
0
0
0
0
0
0
0
0
0
0
0
0
0
0
0
0
0
0
0
0
0
0
0
0
0
0
0

## Summary Elect. CELLAR
R D D N Y
D E S I G N B U I L D
SUBJECT: | SUMMARY - ELECTRIC CELLAR |  |  | EST. NO: | 4-0069
PROJECT: | SAMPLE |  |  | EST. BY: | __M.M.__
LOCATION: | 0 |  |  | CHKD. BY: | 0
TYPE EST.: | 0 |  |  | DATE: | 03-25-14
CLIENT: | 0 |  |  | REV. DATE: | 0
|  |  |  | GSF: | 1900
ITEM # | DESCRIPTION | MATERIAL COST | LABOR COST | TOTAL COST | $/GSF
1 | LIGHTING FIXTURES | 13818 | 0 | 13818 | 7.2726
2 | Branch Circuitry | 2266 | 9296.462 | 11562.462 | 6.0855
3 | Power Circuitry | 5351 | 14014.36 | 19365.36 | 10.1923
4 | Power Equipment | 10693 | 9798 | 20491 | 10.7847
5 | Special Systems | 7599 | 9317.3 | 16916.3 | 8.9033
|  |  |  | 0 | 0
|  |  |  | 0 | 0
|  |  |  | 0 | 0
|  |  |  | 0 | 0
|  |  |  | 0 | 0
| DIRECT COST | 39727 | 42426.122 | 82153.122 | 43.2385

## Elect. Backup CELLAR
R D D N Y
D E S I G N B U I L D
SUBJECT: | ELECTRICAL CELLAR | [6 empty] | EST. NO: | 4-0069
PROJECT: | SAMPLE | [6 empty] | EST. BY: | __M.M.__
LOCATION: | 0 | [6 empty] | CHKD. BY: | 0
TYPE EST.: | 0 | [6 empty] | DATE: | 03-25-14
CLIENT: | 0 | [6 empty] | REV. DATE: | 0
|  |  |  | MATERIAL |  | LABOR | LABOR
ITEM # | DESCRIPTION | QUANTITY | UNIT | UNIT | MATERIAL | HOUR | HOUR | LABOR | TOTAL
|  |  |  | COST | COST | UNIT | TOTAL | COST | COST
0
1 | LIGHTING FIXTURES |  |  |  | 0 |  | 0 | 0
[7 empty] | 0 | 0 | 0
| Lighting Fixtures, Controls, Circuitry | 1900 | SF | 7.2727 | 13818 |  | 0 | 0 | 13818
|  |  |  | 0 | 0 |  | 0 | 0 | 0
| Subtotal |  |  | 0 | 13818 |  | 0 | 0 | 13818
|  |  |  | 0 | 0 |  | 0 | 0 | 0
|  |  |  | 0 | 0 |  | 0 | 0 | 0
2 | Branch Circuitry |  |  | 0 | 0 |  | 0 | 0 | 0
|  |  |  | 0 | 0 |  | 0 | 0 | 0
| 3/4" Emt, 4#12 | 264 | LF | 1.353 | 357 | 0.1242 | 32.7888 | 3770.712 | 4127.712
| MC Cable | 396 | LF | 1.1 | 436 | 0.05 | 19.8 | 2277 | 2713
|  |  |  | 0 | 0 |  | 0 | 0 | 0
| Duplex Receptacles | 6 | EA | 22 | 132 | 0.75 | 4.5 | 517.5 | 649.5
| Junc Boxes, Misc | 1 | EA | 8.8 | 9 | 0.5 | 0.5 | 57.5 | 66.5
| Receptacles GFI | 9 | EA | 38.5 | 347 | 0.75 | 6.75 | 776.25 | 1123.25
| Receptacles GFI WP | 2 | EA | 82.5 | 165 | 1.5 | 3 | 345 | 510
| 4-Pole Lighting Contactor | 1 | EA | 330 | 330 | 3 | 3 | 345 | 675
| Hood Wiring | 1 | LS | 220 | 220 | 6 | 6 | 690 | 910
| EPO | 1 | EA | 137.5 | 138 | 1.5 | 1.5 | 172.5 | 310.5
| Manual Snap Switch Starter, mech conn | 3 | EA | 44 | 132 | 1 | 3 | 345 | 477
|  |  |  | 0 | 0 |  | 0 | 0 | 0
| Subtotal |  |  | 0 | 2266 |  | 0 | 9296.462 | 11562.462
|  |  |  | 0 | 0 |  | 0 | 0 | 0
|  |  |  | 0 | 0 |  | 0 | 0 | 0
3 | Power Circuitry |  |  | 0 | 0 |  | 0 | 0 | 0
|  |  |  | 0 | 0 |  | 0 | 0 | 0
| 3/4" Emt, 4#12 | 160 | LF | 1.353 | 216 | 0.1242 | 19.872 | 2285.28 | 2501.28
| 3/4" Emt, 4#10 | 80 | LF | 1.749 | 140 | 0.1314 | 10.512 | 1208.88 | 1348.88
| 1" Emt, 4#8 | 240 | LF | 3.135 | 752 | 0.162 | 38.88 | 4471.2 | 5223.2
| 2" Emt, 4 3/0 | 100 | LF | 21.956 | 2196 | 0.304 | 30.4 | 3496 | 5692
| 3" Emt, 4 350Mcm | 40 | LF | 45.672 | 1827 | 0.355 | 14.2 | 1633 | 3460
| 600 Amp Tap @ Swbd Bus | 1 | LS | 220 | 220 | 8 | 8 | 920 | 1140
|  |  |  | 0 | 0 |  | 0 | 0 | 0
| Panelboard feeders are approximations. Locations of Distribution panelboard and main switchboard not shown | [7 empty] | 0
|  |  |  | 0 | 0 |  | 0 | 0 | 0
| Subtotal |  |  | 0 | 5351 |  | 0 | 14014.36 | 19365.36
|  |  |  | 0 | 0 |  | 0 | 0 | 0
|  |  |  | 0 | 0 |  | 0 | 0 | 0
4 | Power Equipment |  |  | 0 | 0 |  | 0 | 0 | 0
|  |  |  | 0 | 0 |  | 0 | 0 | 0
| 225 Amp Panel Board | 1 | EA | 2612.5 | 2613 | 19.2 | 19.2 | 2208 | 4821
| 600 Amp Panel Board | 1 | EA | 5197.5 | 5198 | 32 | 32 | 3680 | 8878
| 20/2 Amp Disconnect | 1 | EA | 227.7 | 228 | 3 | 3 | 345 | 573
| 30 Amp Disconnect | 1 | EA | 303.6 | 304 | 4 | 4 | 460 | 764
| 60 Amp Disconnect | 3 | EA | 695.2 | 2086 | 5 | 15 | 1725 | 3811
| Install Nema 1 Starter FBO | 2 | EA | 22 | 44 | 4 | 8 | 920 | 964
| Mech Interlock | 2 | EA | 110 | 220 | 2 | 4 | 460 | 680
|  |  |  | 0 | 0 |  | 0 | 0 | 0
| Subtotal |  |  | 0 | 10693 |  | 0 | 9798 | 20491
|  |  |  | 0 | 0 |  | 0 | 0 | 0
|  |  |  | 0 | 0 |  | 0 | 0 | 0
5 | Special Systems |  |  | 0 | 0 |  | 0 | 0 | 0
|  |  |  | 0 | 0 |  | 0 | 0 | 0
| Fire Alarm |  |  | 0 | 0 |  | 0 | 0 | 0
| 3/4" EMT Cdt | 180 | LF | 0.605 | 109 | 0.099 | 17.82 | 2049.3 | 2158.3
| Teflon Cable | 480 | LF | 1.98 | 950 | 0.015 | 7.2 | 828 | 1778
| Smoke Detector | 2 | EA | 236.5 | 473 | 1.25 | 2.5 | 287.5 | 760.5
| Heat Detector | 2 | EA | 269.5 | 539 | 1.25 | 2.5 | 287.5 | 826.5
| CO Detector | 2 | EA | 165 | 330 | 1.25 | 2.5 | 287.5 | 617.5
| Duct Detector | 1 | EA | 544.5 | 545 | 2.5 | 2.5 | 287.5 | 832.5
| Central Equipment (tie into exist) | 1 | LS | 3300 | 3300 | 14 | 14 | 1610 | 4910
| Misc Connections | 4 | EA | 104.5 | 418 | 1.5 | 6 | 690 | 1108
|  |  |  | 0 | 0 |  | 0 | 0 | 0
| Security System (Empty Conduit) |  |  | 0 | 0 |  | 0 | 0 | 0
| Security Roughin | 1900 | SF | 0.31818 | 605 |  | 0 | 0 | 605
|  |  |  | 0 | 0 |  | 0 | 0 | 0
| Temp Power and Lighting | 1 | LS | 330 | 330 | 12 | 12 | 1380 | 1710
| Misc Demo, Removals | 1 | LS | 0 | 0 | 14 | 14 | 1610 | 1610
|  |  |  | 0 | 0 |  | 0 | 0 | 0
| Subtotal |  |  | 0 | 7599 |  | 0 | 9317.3 | 16916.3
|  |  |  | 0 | 0 |  | 0 | 0 | 0
|  |  |  | 0 | 0 |  | 0 | 0 | 0
|  |  |  | 0 | 0 |  | 0 | 0 | 0
|  |  |  | 0 | 0 |  | 0 | 0 | 0
|  |  |  | 0 | 0 |  | 0 | 0 | 0
|  |  |  | 0 | 0 |  | 0 | 0 | 0
|  |  |  | 0 | 0 |  | 0 | 0 | 0
[5 empty] | 0 |  | 0 | 0 | 0
[5 empty] | 0 |  | 0 | 0 | 0
[5 empty] | 0 |  | 0 | 0 | 0
[5 empty] | 0 |  | 0 | 0 | 0
[5 empty] | 0 |  | 0 | 0 | 0
[5 empty] | 0 |  | 0 | 0 | 0
[5 empty] | 0 |  | 0 | 0 | 0
[5 empty] | 39727 |  |  | 42426.122 | 82153.122 | 82153.122 | 82153.122

## Summary 1ST FLOOR
R D D N Y
D E S I G N B U I L D
SUBJECT: | SUMMARY - ALL TRADES FIRST FLOOR |  |  |  | EST. NO: | 4-0069
PROJECT: | SAMPLE |  |  |  | EST. BY: | 0
LOCATION: | 0 |  |  |  | CHKD. BY: | 0
TYPE EST.: | 0 |  |  |  | DATE: | 03-25-14
CLIENT: | 0 |  |  |  | REV. DATE: | 0
[5 empty] | GSF: | 1600
|  |  | MATERIAL | LABOR | TOTAL
ITEM |  | DESCRIPTION | AMOUNT | AMOUNT | COST | $/SF
0
2 |  | DEMOLITION | 0 | 12103 | 12103 | 7.5644
3 |  | CONCRETE | 100 | 200 | 300 | 0.1875
4 |  | MASONRY | 1435 | 2270 | 3705 | 2.3156
5 |  | METALS | 17190 | 14925 | 32115 | 20.0719
6 |  | WOODS & PLASTICS | 16100 | 5383 | 21483 | 13.4269
7 |  | THERMAL & MOISTURE PROTECTION | 643 | 818 | 1461 | 0.91312
8 |  | DOORS & WINDOWS | 44500 | 8375 | 52875 | 33.0469
9 |  | FINISHES | 50510 | 29879 | 80389 | 50.2431 | 204431
15 |  | PLUMBING | 1494 | 3845 | 5339 | 3.3369
15.1 |  | FIRE PROTECTION | 215 | 570 | 785 | 0.49062
15.2 |  | H.V.A.C. | 26044 | 25904 | 51948 | 32.4675
16 |  | ELECTRIC | 22253 | 23160.678 | 45413.678 | 28.3835
[5 empty] | 0 | 0
[5 empty] | 0 | 0
[5 empty] | 0 | 0
[5 empty] | 0 | 0
[5 empty] | 0 | 0
[5 empty] | 0 | 0
[5 empty] | 0 | 0
[5 empty] | 0 | 0
[5 empty] | 0 | 0
[5 empty] | 0 | 0
[5 empty] | 0 | 0
[5 empty] | 0 | 0
0
0
0
|  | SUBTOTAL | 180484 | 127432.678 | 307916.678 | 192.4479
|  | GENERAL CONDITIONS - 10.0% | 18016 | 12767.322 | 30783.322 | 19.2396
|  | SUBTOTAL | 198500 | 140200 | 338700 | 211.6875
|  | G.C. OH & P - 10.0% | 19900 | 14000 | 33900 | 21.1875
|  | SUBTOTAL | 218400 | 154200 | 372600 | 232.875
|  | DESIGN & CONSTRUCTION CONTINGENCY - 10.0% | 21800 | 15400 | 37300 | 23.3125
|  | SUBTOTAL | 240200 | 169600 | 409900 | 256.1875
|  | SOFT COST - 11.0% | 26400 | 18700 | 45100 | 28.1875
|  | SUBTOTAL | 266600 | 188300 | 455000 | 284.375
|  | PHASING - 5.0% | 13300 | 9400 | 22800 | 14.25
|  | SUBTOTAL | 279900 | 197700 | 477800 | 298.625
|  | ESCALATION - 3.0% | 8400 | 5900 | 14300 | 8.9375
|  | TOTAL COST | 288300 | 203600 | 492100 | 307.5625

## G.C. Backup 1ST FLOOR
R D D N Y
D E S I G N B U I L D
SUBJECT: | GENERAL CONSTRUCTION FIRST FLOOR | [7 empty] | EST. NO: | 4-0069
PROJECT: | SAMPLE | [7 empty] | EST. BY: | 0
LOCATION: | 0 | [7 empty] | CHKD. BY: | 0
TYPE EST.: | 0 | [7 empty] | DATE: | 03-25-14
CLIENT: | 0 | [7 empty] | REV. DATE: | 0
[6 empty] | MATERIAL | MATERIAL | LABOR | LABOR | TOTAL
ITEM |  |  | DESCRIPTION | QUANTITY | UNIT | PRICE | AMOUNT | PRICE | AMOUNT | L & M
[7 empty] | 0 |  | 0
2.00 | DEMOLITION | [5 empty] | 0 |  | 0 | 0
[7 empty] | 0 |  | 0 | 0
[7 empty] | 0 |  | 0 | 0
[7 empty] | 0 |  | 0 | 0
| a. | Remove Doors |  |  |  |  | 0 | 0 | 0 | 0
|  | - | Singles | 3 | EA |  | 0 | 125 | 375 | 375
|  | - | Doubles | 4 | Pairs |  | 0 | 166.6667 | 667 | 667
| b. | Remove Partitions (Gypboard) |  | 352 | SF |  | 0 | 3.3333 | 1173 | 1173
| c. | Remove CMU Partitions |  | 99 | SF |  | 0 | 5 | 495 | 495
| d. | Remove Knee Wall (Gypboard) |  | 100 | SF |  | 0 | 3.3333 | 333 | 333
| e. | Remove Stair Railing @ Knee Wall |  | 25 | LF |  | 0 | 4.1667 | 104 | 104
| f. | Remove Interior & Exterior Storefront System |  | 320 | SF |  | 0 | 4.1667 | 1333 | 1333
| g. | Remove Slat Wall Finish To Expose Original Tile |  | 360 | SF |  | 0 | 1.6667 | 600 | 600
| h. | Remove Ceiling Including Light Fixtures |  | 1280 | SF |  | 0 | 3 | 3840 | 3840
| i. | Remove Single Terrazzo Stair & Tread Including Railing |  | 4 | MHRS |  | 0 | 66.6667 | 267 | 267
| j. | Temporary Partitions - ALLOW |  | 500 | SF |  | 0 | 4.1667 | 2083 | 2083
| k. | Misc. Temporary Protection - ALLOW |  | 1 | LS |  | 0 | 833.3333 | 833 | 833
[7 empty] | 0 | 0 | 0 | 0
[7 empty] | 0 | 0 | 0 | 0
|  |  | SUBTOTAL DEMOLITION |  |  |  | 0 | 0 | 12103 | 12103
[7 empty] | 0 | 0 | 0 | 0
[7 empty] | 0 | 0 | 0 | 0
[7 empty] | 0 | 0 | 0 | 0
[7 empty] | 0 | 0 | 0 | 0
3.00 | CONCRETE | [5 empty] | 0 | 0 | 0 | 0
[7 empty] | 0 | 0 | 0 | 0
| a. | Scar Patch Floor @ Removed CMU Partitions |  | 20 | SF | 5 | 100 | 10 | 200 | 300
[7 empty] | 0 | 0 | 0 | 0
|  |  | SUBTOTAL CONCRETE |  |  |  | 100 | 0 | 200 | 300
[7 empty] | 0 | 0 | 0 | 0
[7 empty] | 0 | 0 | 0 | 0
[7 empty] | 0 | 0 | 0 | 0
[7 empty] | 0 | 0 | 0 | 0
[7 empty] | 0 | 0 | 0 | 0
[7 empty] | 0 | 0 | 0 | 0
[7 empty] | 0 | 0 | 0 | 0
[7 empty] | 0 | 0 | 0 | 0
[7 empty] | 0 | 0 | 0 | 0
4.00 | MASONRY | [5 empty] | 0 | 0 | 0 | 0
[7 empty] | 0 | 0 | 0 | 0
| a. | 6" CMU Partitions |  | 187 | SF | 5 | 935 | 10 | 1870 | 2805
| b. | Misc. Masonry Restoration @ New Wall Openings In East Lobby - ALLOW |  | 2 | LOC | 250 | 500 | 200 | 400 | 900
[7 empty] | 0 | 0 | 0 | 0
|  |  | SUBTOTAL MASONRY |  |  |  | 1435 | 0 | 2270 | 3705
[7 empty] | 0 | 0 | 0 | 0
[7 empty] | 0 | 0 | 0 | 0
[7 empty] | 0 | 0 | 0 | 0
[7 empty] | 0 | 0 | 0 | 0
[7 empty] | 0 | 0 | 0 | 0
[7 empty] | 0 | 0 | 0 | 0
5.00 | METALS | [5 empty] | 0 | 0 | 0 | 0
[7 empty] | 0 | 0 | 0 | 0
| a. | Dunnage For New Split System AC Units & Kitchen Exhaust - ALLOW |  | 1 | LS | 5000 | 5000 | 4000 | 4000 | 9000
| b. | Lintels @ CMU Door Openings |  | 24 | LF | 32.5 | 780 | 14.5833 | 350 | 1130
| c. | Lintel @ Lobby Opening |  |  |  |  | 0 |  | 0 | 0
|  | - | Needle Beam Support | 9 | LF | 20 | 180 | 100 | 900 | 1080
|  | - | Steel Lintels | 9 | LF | 20 | 180 | 200 | 1800 | 1980
|  | - | Demo. Masonry | W/ Demo |  |  | 0 |  | 0 | 0
| d. | ADA Ramp Assume Metal Framed, Metal Concrete Filled Deck |  | 80 | SF | 45 | 3600 | 29.1667 | 2333 | 5933
| e. | Floor Mounted Stair Rail @ Existing Stair & ADA Ramp |  | 66 | LF | 75 | 4950 | 50 | 3300 | 8250
| f. | Wall Mounted Metal Hand Rail @ ADA Ramp & Existing Stair |  | 26 | LF | 35 | 910 | 25 | 650 | 1560
| g. | New Single Stair Tread (Assume Metal Pan W/ Concrete Tread) |  | 18 | RFT | 75 | 1350 | 62.5 | 1125 | 2475
| h. | Misc. Metals - ALLOW GSF Of Renovated Space |  | 1600 | GSF | 0.15 | 240 | 0.29167 | 467 | 707
[7 empty] | 0 | 0 | 0 | 0
|  |  | SUBTOTAL METALS |  |  |  | 17190 | 0 | 14925 | 32115
[7 empty] | 0 | 0 | 0 | 0
[7 empty] | 0 | 0 | 0 | 0
[7 empty] | 0 | 0 | 0 | 0
[7 empty] | 0 | 0 | 0 | 0
[7 empty] | 0 | 0 | 0 | 0
6.00 | WOODS & PLASTICS | [5 empty] | 0 | 0 | 0 | 0
[7 empty] | 0 | 0 | 0 | 0
| a. | Built In Wood Bench In Lobby W/ Tile |  | 7 | LF | 100 | 700 | 150 | 1050 | 1750
| b. | Reception Desk W/ Corian Top & Acid Etched Mirror Glass Cladding - ALLOW |  | 1 | LS | 10000 | 10000 | 2500 | 2500 | 12500
| c. | Reception Credenza Behind Reception Desk - ALLOW |  | 1 | LS | 5000 | 5000 | 1500 | 1500 | 6500
| d. | Misc. Rough Blocking - ALLOW |  | 1600 | GSF | 0.25 | 400 | 0.20833 | 333 | 733
[7 empty] | 0 | 0 | 0 | 0
[7 empty] | 0 | 0 | 0 | 0
|  |  | SUBTOTAL WOODS & PLASTICS |  |  |  | 16100 | 0 | 5383 | 21483
[7 empty] | 0 | 0 | 0 | 0
[7 empty] | 0 | 0 | 0 | 0
[7 empty] | 0 | 0 | 0 | 0
[7 empty] | 0 | 0 | 0 | 0
[7 empty] | 0 | 0 | 0 | 0
[7 empty] | 0 | 0 | 0 | 0
7.00 | THERMAL & MOISTURE PROTECTION | [5 empty] | 0 | 0 | 0 | 0
[7 empty] | 0 | 0 | 0 | 0
| a. | Misc. Caulking & Sealants - ALLOW |  | 1600 | GSF | 0.25 | 400 | 0.20833 | 333 | 733
| b. | Fire Stopping @ New Partitions |  | 97 | LF | 2.5 | 243 | 5 | 485 | 728
[7 empty] | 0 | 0 | 0 | 0
[7 empty] | 0 | 0 | 0 | 0
|  |  | SUBTOTAL THERMAL & MOISTURE PROTECTION |  |  |  | 643 | 0 | 818 | 1461
[7 empty] | 0 | 0 | 0 | 0
[7 empty] | 0 | 0 | 0 | 0
[7 empty] | 0 | 0 | 0 | 0
[7 empty] | 0 | 0 | 0 | 0
[7 empty] | 0 | 0 | 0 | 0
8.00 | DOORS & WINDOWS | [5 empty] | 0 | 0 | 0 | 0
[7 empty] | 0 | 0 | 0 | 0
| b. | New Glass Entrance Vestibule Automatic Sliding Doors 11' Wide W/ Transom |  | 2 | Pair | 15000 | 30000 | 2750 | 5500 | 35500
| d. | Entrance Canopy @ Sliding Door - ALLOW 11' X 5' |  | 55 | SF | 100 | 5500 | 25 | 1375 | 6875
| e. | Alum. & Glass Door W/ Transom @ East Lobby Entrance |  | 1 | Pair | 9000 | 9000 | 1500 | 1500 | 10500
[7 empty] | 0 | 0 | 0 | 0
[7 empty] | 0 | 0 | 0 | 0
|  |  | SUBTOTAL DOORS & WINDOWS |  |  |  | 44500 | 0 | 8375 | 52875
[7 empty] | 0 | 0 | 0 | 0
[7 empty] | 0 | 0 | 0 | 0
[7 empty] | 0 | 0 | 0 | 0
9.00 | FINISHES | [5 empty] | 0 | 0 | 0 | 0
[7 empty] | 0 | 0 | 0 | 0
| Floors | [5 empty] | 0 | 0 | 0 | 0
[7 empty] | 0 | 0 | 0 | 0
| a. | Grid Walk Off Mat |  | 30 | SF | 72 | 2160 | 8.3333 | 250 | 2410
| b. | Strip / Clean & Polish Existing Terrazzo Flooring |  | 699 | SF | 2 | 1398 | 6.6667 | 4660 | 6058
| c. | Allow 5% Terrazzo Tile Replacement |  | 35 | SF | 10 | 350 | 30 | 1050 | 1400
| d. | Forbo Marmoleum Over Existing Terrazzo Flooring In East Lobby |  | 428 | SF | 5 | 2140 | 4.1667 | 1783 | 3923
[7 empty] | 0 | 0 | 0 | 0
| Base | [5 empty] | 0 | 0 | 0 | 0
[7 empty] | 0 | 0 | 0 | 0
| a. | Stainless Steel |  | 140 | LF | 7.5 | 1050 | 2.5 | 350 | 1400
[7 empty] | 0 | 0 | 0 | 0
[7 empty] | 0 | 0 | 0 | 0
| Walls | [5 empty] | 0 | 0 | 0 | 0
[7 empty] | 0 | 0 | 0 | 0
| a. | Paint Walls |  | 1260 | SF | 0.25 | 315 | 0.83333 | 1050 | 1365
| b. | Strip / Clean & Polish Existing Wall Tile |  | 1594 | SF | 2 | 3188 | 6.6667 | 10627 | 13815
| c. | Allow 5% Wall Tile Replacement |  | 79.7 | SF | 20 | 1594 | 15 | 1196 | 2790
| d. | New Glass Tile |  | 212 | SF | 20 | 4240 | 8.3333 | 1767 | 6007
[7 empty] | 0 | 0 | 0 | 0
[7 empty] | 0 | 0 | 0 | 0
| Ceilings | [5 empty] | 0 | 0 | 0 | 0
[7 empty] | 0 | 0 | 0 | 0
| a. | Linwood Ceiling System |  | 1340 | SF | 25 | 33500 | 4.1667 | 5583 | 39083
[7 empty] | 0 | 0 | 0 | 0
| Misc. Finishes | [5 empty] | 0 | 0 | 0 | 0
[7 empty] | 0 | 0 | 0 | 0
| a. | Paint Existing Doors |  | 3 | LVS | 25 | 75 | 104.1667 | 313 | 388
| b. | Misc. Local Restoration - ALLOW |  | 1 | LS | 500 | 500 | 1250 | 1250 | 1750
[7 empty] | 0 | 0 | 0 | 0
|  |  | SUBTOTAL FINISHES |  |  |  | 50510 | 0 | 29879 | 80389
[7 empty] | 0 |  | 0 | 0
[7 empty] | 130478 |  | 73953 | 204431 | 204431 | 204431

## Summary PLUM 1ST FLOOR
R D D N Y
D E S I G N B U I L D
SUBJECT: | SUMMARY - PLUMBING 1ST FLOOR |  |  |  | EST. NO: | 4-0069
PROJECT: | SAMPLE |  |  |  | EST. BY: | 0
LOCATION: | 0 |  |  |  | CHKD. BY: | 0
TYPE EST.: | 0 |  |  |  | DATE: | 03-25-14
CLIENT: | 0 |  |  |  | REV. DATE: | 0
[5 empty] | GSF: | 1600
|  |  | MATERIAL | LABOR | TOTAL
ITEM |  | DESCRIPTION | AMOUNT | AMOUNT | COST | $/SF
0
|  | Plumbing Demolition | 122 | 912 | 1034 | 0.64625
|  | Storm Leader Piping | 319 | 751 | 1070 | 0.66875
|  | Sanitary Waste and Vent Piping Above Slab | 280 | 671 | 951 | 0.59437
|  | Domestic Water Piping | 715 | 1131 | 1846 | 1.1538
|  | Miscellaneous | 58 | 380 | 438 | 0.27375
[5 empty] | 0 | 0
[5 empty] | 0 | 0
0
0
0
0
0
0
0
0
0
0
0
0
0
0
0
0
0
0
0
0
0
|  | SUBTOTAL | 1494 | 3845 | 5339 | 3.3369

## Plum. Backup 1ST FLOOR
R D D N Y
D E S I G N B U I L D
SUBJECT: | PLUMBING 1ST FLOOR | [6 empty] | EST. NO: | 4-0069
PROJECT: | SAMPLE | [6 empty] | EST. BY: | BH
LOCATION: | 0 | [6 empty] | CHKD. BY: | 0
TYPE EST.: | 0 | [6 empty] | DATE: | 03-25-14
CLIENT: | 0 | [6 empty] | REV. DATE: | 0
[5 empty] | MATERIAL | MATERIAL | LABOR | LABOR | TOTAL
ITEM |  | DESCRIPTION | QUANTITY | UNIT | PRICE | AMOUNT | PRICE | AMOUNT | L & M
[6 empty] | 0 |  | 0
[6 empty] | 0 |  | 0 | 0
| Plumbing Demolition |  |  |  |  | 0 |  | 0 | 0
[6 empty] | 0 |  | 0 | 0
|  | Medium Bore Pipe Demolition | 32 | LF | 2.4 | 77 | 17.1 | 547 | 624
|  | Small Bore Pipe Demolition | 32 | LF | 1.4 | 45 | 11.4 | 365 | 410
[6 empty] | 0 |  | 0 | 0
|  | SUBTOTAL PLUMBING DEMOLITION |  |  |  | 122 |  | 912 | 1034
[6 empty] | 0 |  | 0 | 0
| Storm Leader Piping |  |  |  |  | 0 |  | 0 | 0
[6 empty] | 0 |  | 0 | 0
|  | 4" No Hub Cast Iron Pipe | 20 | LF | 7 | 140 | 16.15 | 323 | 463
|  | Sv Wt Cast Iron Fittings | 3 | EA | 24.12 | 72 | 63.65 | 191 | 263
|  | Hangers | 3 | EA | 16.5 | 50 | 52.25 | 157 | 207
|  | 1" Thk Fiberglass Pipe Insulation | 6 | LF | 5.5 | 33 | 13.3 | 80 | 113
|  | No Hub Couplings, Etc. | 1 | LS | 24 | 24 | 0 | 0 | 24
[6 empty] | 0 |  | 0 | 0
|  | SUBTOTAL STORM LEADER PIPING |  |  |  | 319 |  | 751 | 1070
[6 empty] | 0 |  | 0 | 0
| Sanitary Waste and Vent Piping Above Slab |  |  |  |  | 0 |  | 0 | 0
[6 empty] | 0 |  | 0 | 0
|  | 4" No Hub Cast Iron Pipe | 20 | LF | 7 | 140 | 16.15 | 323 | 463
|  | No Hub Cast Iron Fittings | 3 | EA | 24.12 | 72 | 63.65 | 191 | 263
|  | Hangers | 3 | EA | 16.5 | 50 | 52.25 | 157 | 207
|  | No Hub Couplings, Etc. | 1 | LS | 18 | 18 | 0 | 0 | 18
[6 empty] | 0 |  | 0 | 0
|  | SUBTOTAL SANITARY PIPING ABOVE SLAB |  |  |  | 280 |  | 671 | 951
[6 empty] | 0 |  | 0 | 0
| Domestic Water Piping |  |  |  |  | 0 |  | 0 | 0
[6 empty] | 0 |  | 0 | 0
|  | 2" L Copper Tubing | 20 | LF | 12.75 | 255 | 7.6 | 152 | 407
|  | 1 1/2" L Copper Tubing | 20 | LF | 8.21 | 164 | 6.65 | 133 | 297
|  | Wrought Copper Fittings | 5 | EA | 13 | 65 | 66.5 | 333 | 398
|  | Hangers | 5 | LF | 16.5 | 83 | 57 | 285 | 368
|  | Fiberglass Pipe Insulation | 40 | LF | 3.12 | 125 | 5.7 | 228 | 353
|  | Solder, Flux, Gas, Etc. | 1 | LS | 23 | 23 | 0 | 0 | 23
[6 empty] | 0 |  | 0 | 0
|  | SUBTOTAL DOMESTIC WATER PIPING |  |  |  | 715 |  | 1131 | 1846
[6 empty] | 0 |  | 0 | 0
[6 empty] | 0 |  | 0 | 0
| Miscellaneous |  |  |  |  | 0 |  | 0 | 0
[6 empty] | 0 |  | 0 | 0
|  | Flushing and Sanitization | 1 | LS | 8 | 8 | 190 | 190 | 198
|  | Coordination Drawings, Submittals, As Buiilts O&M's | 1 | LS | 5 | 5 | 95 | 95 | 100
|  | Valve Tags, Pipe Identification | 1 | LS | 45 | 45 | 95 | 95 | 140
[6 empty] | 0 |  | 0 | 0
|  | SUBTOTAL MISCELLANEOUS |  |  |  | 58 |  | 380 | 438
[6 empty] | 0 |  | 0 | 0
[6 empty] | 0 |  | 0 | 0
[6 empty] | 0 |  | 0 | 0
[6 empty] | 0 |  | 0 | 0
[6 empty] | 0 |  | 0 | 0
[6 empty] | 0 |  | 0 | 0
[6 empty] | 0 |  | 0 | 0
[6 empty] | 0 |  | 0 | 0
[6 empty] | 0 |  | 0 | 0
[6 empty] | 0 |  | 0 | 0
[6 empty] | 0 |  | 0 | 0
[6 empty] | 0 |  | 0 | 0
[6 empty] | 0 |  | 0 | 0
[8 empty] | 0 | 0
[6 empty] | 1494 |  | 3845 | 5339 | 5339 | 5339

## Summary F.P. 1ST FLOOR
R D D N Y
D E S I G N B U I L D
SUBJECT: | SUMMARY - FIRE PROTECTION 1ST FLOOR |  |  |  | EST. NO: | 4-0069
PROJECT: | SAMPLE |  |  |  | EST. BY: | 0
LOCATION: | 0 |  |  |  | CHKD. BY: | 0
TYPE EST.: | 0 |  |  |  | DATE: | 03-25-14
CLIENT: | 0 |  |  |  | REV. DATE: | 0
[5 empty] | GSF: | 1600
|  |  | MATERIAL | LABOR | TOTAL
ITEM |  | DESCRIPTION | AMOUNT | AMOUNT | COST | $/SF
0
|  | Branch Piping and Sprinkler Heads | 215 | 380 | 595 | 0.37188
|  | Miscellaneous | 0 | 190 | 190 | 0.11875
[5 empty] | 0 | 0
[5 empty] | 0 | 0
[5 empty] | 0 | 0
[5 empty] | 0 | 0
[5 empty] | 0 | 0
0
0
0
0
0
0
0
0
0
0
0
0
0
0
0
0
0
0
0
0
0
|  | SUBTOTAL | 215 | 570 | 785 | 0.49062

## F.P. Backup 1ST FLOOR
R D D N Y
D E S I G N B U I L D
SUBJECT: | FIRE PROTECTION 1ST FLOOR | [6 empty] | EST. NO: | 4-0069
PROJECT: | SAMPLE | [6 empty] | EST. BY: | BH
LOCATION: | 0 | [6 empty] | CHKD. BY: | 0
TYPE EST.: | 0 | [6 empty] | DATE: | 03-25-14
CLIENT: | 0 | [6 empty] | REV. DATE: | 0
[5 empty] | MATERIAL | MATERIAL | LABOR | LABOR | TOTAL
ITEM |  | DESCRIPTION | QUANTITY | UNIT | PRICE | AMOUNT | PRICE | AMOUNT | L & M
[6 empty] | 0 |  | 0 | 0
[6 empty] | 0 |  | 0 | 0
[6 empty] | 0 |  | 0 | 0
| Branch Piping and Sprinkler Heads |  |  |  |  | 0 |  | 0 | 0
[6 empty] | 0 |  | 0 | 0
|  | Relocate Sprinkler Head w/ Piping | 1 | EA | 215 | 215 | 380 | 380 | 595
[6 empty] | 0 |  | 0 | 0
|  | SUBTOTAL BRANCH PIPING & SPRINKLER HEADS |  |  |  | 215 |  | 380 | 595
[6 empty] | 0 |  | 0 | 0
[6 empty] | 0 |  | 0 | 0
| Miscellaneous |  |  |  |  | 0 |  | 0 | 0
[6 empty] | 0 |  | 0 | 0
|  | Drain, Fill, and Vent | 1 | LS |  | 0 | 190 | 190 | 190
[6 empty] | 0 |  | 0 | 0
|  | SUBTOTAL MISCELLANEOUS |  |  |  | 0 |  | 190 | 190
[6 empty] | 0 |  | 0 | 0
[6 empty] | 0 |  | 0 | 0
[6 empty] | 0 |  | 0 | 0
[6 empty] | 0 |  | 0 | 0
[6 empty] | 0 |  | 0 | 0
[6 empty] | 0 |  | 0 | 0
[6 empty] | 0 |  | 0 | 0
[6 empty] | 0 |  | 0 | 0
[6 empty] | 0 |  | 0 | 0
[6 empty] | 0 |  | 0 | 0
[6 empty] | 0 |  | 0 | 0
[6 empty] | 0 |  | 0 | 0
[6 empty] | 0 |  | 0 | 0
[6 empty] | 0 |  | 0 | 0
[6 empty] | 0 |  | 0 | 0
[6 empty] | 0 |  | 0 | 0
[6 empty] | 0 |  | 0 | 0
[6 empty] | 0 |  | 0 | 0
[6 empty] | 0 |  | 0 | 0
[6 empty] | 0 |  | 0 | 0
[6 empty] | 0 |  | 0 | 0
[6 empty] | 0 |  | 0 | 0
[6 empty] | 0 |  | 0 | 0
[6 empty] | 0 |  | 0 | 0
[6 empty] | 0 |  | 0 | 0
[6 empty] | 0 |  | 0 | 0
[6 empty] | 0 |  | 0 | 0
[6 empty] | 0 |  | 0 | 0
[6 empty] | 215 |  | 570 | 785 | 785 | 785

## Summary H.V.A.C. 1ST FLOOR
R D D N Y
D E S I G N B U I L D
SUBJECT: | SUMMARY - H.V.A.C. 1ST FLOOR |  |  |  | EST. NO: | 4-0069
PROJECT: | SAMPLE |  |  |  | EST. BY: | 0
LOCATION: | 0 |  |  |  | CHKD. BY: | 0
TYPE EST.: | 0 |  |  |  | DATE: | 03-25-14
CLIENT: | 0 |  |  |  | REV. DATE: | 0
[5 empty] | GSF: | 1600
|  |  | MATERIAL | LABOR | TOTAL
ITEM |  | DESCRIPTION | AMOUNT | AMOUNT | COST | $/SF
0
|  | HVAC Demolition | 960 | 9120 | 10080 | 6.3
|  | Sheetmetal | 882 | 1123 | 2005 | 1.2531
|  | Sheetmetal Accessories | 1634 | 1577 | 3211 | 2.0069
|  | Duct Insulation | 222 | 527 | 749 | 0.46813
|  | Heating Hot Water Piping | 1461 | 2665 | 4126 | 2.5787
|  | Refrigerant Piping | 894 | 3537 | 4431 | 2.7694
|  | Air Conditioning Condensate Piping | 691 | 1683 | 2374 | 1.4837
|  | Equipment | 12057 | 1425 | 13482 | 8.4262
|  | Automatic Temperature Controls ( Assume Standalone) | 1603 | 1663 | 3266 | 2.0412
|  | Miscellaneous | 5640 | 2584 | 8224 | 5.14
[5 empty] | 0 | 0
[5 empty] | 0 | 0
[5 empty] | 0 | 0
[5 empty] | 0 | 0
[5 empty] | 0 | 0
[5 empty] | 0 | 0
[5 empty] | 0 | 0
[5 empty] | 0 | 0
0
0
0
0
0
0
0
0
0
0
|  | SUBTOTAL | 26044 | 25904 | 51948 | 32.4675

## HVAC Backup 1ST FLOOR
R D D N Y
D E S I G N B U I L D
SUBJECT: | HVAC 1ST FLOOR | [6 empty] | EST. NO: | 4-0069
PROJECT: | SAMPLE | [6 empty] | EST. BY: | BH
LOCATION: | 0 | [6 empty] | CHKD. BY: | 0
TYPE EST.: | 0 | [6 empty] | DATE: | 03-25-14
CLIENT: | 0 | [6 empty] | REV. DATE: | 0
[5 empty] | MATERIAL | MATERIAL | LABOR | LABOR | TOTAL
ITEM |  | DESCRIPTION | QUANTITY | UNIT | PRICE | AMOUNT | PRICE | AMOUNT | L & M
[6 empty] | 0 |  | 0
[6 empty] | 0 |  | 0 | 0
| HVAC Demolition |  |  |  |  | 0 |  | 0 | 0
[6 empty] | 0 |  | 0 | 0
|  | HVAC Demo | 1600 | SF | 0.6 | 960 | 5.7 | 9120 | 10080
[6 empty] | 0 |  | 0 | 0
|  | SUBTOTAL HVAC DEMOLITION |  |  |  | 960 |  | 9120 | 10080
[6 empty] | 0 |  | 0 | 0
| Sheetmetal |  |  |  |  | 0 |  | 0 | 0
|  | Galvanized Ductwork | 215 | LBS | 4.1 | 882 | 5.225 | 1123 | 2005
[6 empty] | 0 |  | 0 | 0
|  | SUBTOTAL SHEETMETAL |  |  |  | 882 |  | 1123 | 2005
[6 empty] | 0 |  | 0 | 0
[6 empty] | 0 |  | 0 | 0
| Sheetmetal Accessories |  |  |  |  | 0 |  | 0 | 0
[6 empty] | 0 |  | 0 | 0
|  | 2 Slot x 4 Foot Diffusers | 9 | EA | 125.36 | 1128 | 95 | 855 | 1983
|  | Canvas Flexible Connections | 2 | EA | 128.96 | 258 | 275.5 | 551 | 809
|  | Volume Dampers | 6 | EA | 41.3 | 248 | 28.5 | 171 | 419
[6 empty] | 0 |  | 0 | 0
|  | SUBTOTAL SHEETMETAL ACCESSORIES |  |  |  | 1634 |  | 1577 | 3211
[6 empty] | 0 |  | 0 | 0
| Duct Insulation |  |  |  |  | 0 |  | 0 | 0
[6 empty] | 0 |  | 0 | 0
|  | 1 1/2" Thk Fiberglass Duct Wrap | 185 | SF | 1.2 | 222 | 2.85 | 527 | 749
[6 empty] | 0 |  | 0 | 0
|  | SUBTOTAL DUCT INSULATION |  |  |  | 222 |  | 527 | 749
[6 empty] | 0 |  | 0 | 0
[6 empty] | 0 |  | 0 | 0
| Heating Hot Water Piping |  |  |  |  | 0 |  | 0 | 0
[6 empty] | 0 |  | 0 | 0
|  | 1 1/2" L Copper Tubing | 60 | LF | 8.21 | 493 | 6.65 | 399 | 892
|  | Wrought Copper Fittings | 8 | EA | 9.2 | 74 | 60.8 | 486 | 560
|  | Hangers | 8 | EA | 16.5 | 132 | 52.25 | 418 | 550
|  | 150# Bronze Ball Valves | 2 | EA | 44.5 | 89 | 72.2 | 144 | 233
|  | 150# Bronze Drain Valves | 1 | EA | 24.72 | 25 | 38.95 | 39 | 64
|  | 150# Bronze Control Valves | 1 | EA |  | 0 | 173.85 | 174 | 174
|  | 150# Bronze Balancing Valves | 1 | EA | 148.23 | 148 | 171 | 171 | 319
|  | 150# Bronze Strainers | 1 | EA | 80.12 | 80 | 222.3 | 222 | 302
|  | Pressure Temperature Plugs | 2 | EA | 4.21 | 8 | 49.4 | 99 | 107
|  | Manual Air Vents | 2 | EA | 6.96 | 14 | 28.5 | 57 | 71
|  | Fiberglass Insulation | 60 | LF | 4.8 | 288 | 7.6 | 456 | 744
|  | Solder, Flux, Gas, Etc. | 1 | LS | 110 | 110 | 0 | 0 | 110
[6 empty] | 0 |  | 0 | 0
|  | SUBTOTAL HEATING HOT WATER PIPING |  |  |  | 1461 |  | 2665 | 4126
[6 empty] | 0 |  | 0 | 0
| Refrigerant Piping |  |  |  |  | 0 |  | 0 | 0
[6 empty] | 0 |  | 0 | 0
|  | 7/8" ACR Tubing | 30 | LF | 2.73 | 82 | 6.65 | 200 | 282
|  | 5/8" ACR Tubing | 50 | LF | 1.74 | 87 | 5.7 | 285 | 372
|  | 3/8" ACR Tubing | 40 | LF | 0.94 | 38 | 5.7 | 228 | 266
|  | Wrought Copper Fittings | 15 | EA | 3.8571 | 58 | 50.6893 | 760 | 818
|  | Hangers | 15 | EA | 16.5 | 248 | 52.25 | 784 | 1032
|  | Roof Flashings | 3 | EA | 42.63 | 128 | 122.55 | 368 | 496
|  | Purging and Charging | 1 | LS | 75 | 75 | 570 | 570 | 645
|  | Elastomeric Insulation | 60 | LF | 1.2 | 72 | 5.7 | 342 | 414
|  | Silver Braze, Gas, Nitrogen, Etc. | 1 | LS | 106 | 106 | 0 | 0 | 106
[6 empty] | 0 |  | 0 | 0
|  | SUBTOTAL REFRIGERANT PIPING |  |  |  | 894 |  | 3537 | 4431
[6 empty] | 0 |  | 0 | 0
| Air Conditioning Condensate Piping |  |  |  |  | 0 |  | 0 | 0
[6 empty] | 0 |  | 0 | 0
|  | 1 1/4" L Copper Tubing | 20 | LF | 6.35 | 127 | 6.65 | 133 | 260
|  | 1" L Copper Tubing | 30 | LF | 5.26 | 158 | 6.65 | 200 | 358
|  | Wrought Copper Fittings | 10 | EA | 4.86 | 49 | 49.4 | 494 | 543
|  | Hangers | 10 | EA | 16.5 | 165 | 52.25 | 523 | 688
|  | Fiberglass Insulation | 50 | LF | 3.2 | 160 | 4.75 | 238 | 398
|  | Floor Sleeves | 1 | EA | 21.6 | 22 | 95 | 95 | 117
|  | Solder, Flux, Gas, Etc. | 1 | LS | 10 | 10 | 0 | 0 | 10
[6 empty] | 0 |  | 0 | 0
|  | SUBTOTAL AIR CONDITIONING CONDENSATE PIPING |  |  |  | 691 |  | 1683 | 2374
[6 empty] | 0 |  | 0 | 0
| Equipment |  |  |  |  | 0 |  | 0 | 0
|  | AH 6 Indoor Heat Pumps 19 MBH Cooling, 21 MBH Heating | 1 | EA | 2245 | 2245 | 380 | 380 | 2625
|  | AH 7 Indoor Heat Pump 28 MBH Cooling, 31.5 MBH Heating | 1 | EA | 2612 | 2612 | 380 | 380 | 2992
|  | ACCU 1 VRV Condensing Unit 4 Ton | 1 | EA | 4100 | 4100 | 190 | 190 | 4290
|  | Air Curtain 1,075 CFM, 82 MBH | 1 | EA | 3100 | 3100 | 475 | 475 | 3575
[6 empty] | 0 |  | 0 | 0
|  | SUBTOTAL EQUIPMENT |  |  |  | 12057 |  | 1425 | 13482
[6 empty] | 0 |  | 0 | 0
| Automatic Temperature Controls ( Assume Standalone) |  |  |  |  | 0 |  | 0 | 0
[6 empty] | 0 |  | 0 | 0
|  | Programmable Heating and Cooling Thermostats | 2 | EA | 210 | 420 | 66.5 | 133 | 553
|  | Control Valves | 1 | EA | 345 | 345 | 95 | 95 | 440
|  | Programmable Heating Only Thermostats | 1 | EA | 158 | 158 | 66.5 | 67 | 225
|  | Wiring Points | 8 | EA | 85 | 680 | 171 | 1368 | 2048
[6 empty] | 0 |  | 0 | 0
|  | SUBTOTAL AUTOMATIC TEMP. CONTROLS |  |  |  | 1603 |  | 1663 | 3266
[6 empty] | 0 |  | 0 | 0
| Miscellaneous |  |  |  |  | 0 |  | 0 | 0
|  | Valve Tags, Pipe Identification | 1 | LS | 125 | 125 | 190 | 190 | 315
|  | Rigging, Hoisting, Scaffolding | 1 | LS | 4845 | 4845 | 285 | 285 | 5130
|  | Seismic Restraint, Certification | 1 | LS | 645 | 645 | 285 | 285 | 930
|  | Coordination Drawings, As Builts, Submittals, O&M's | 1 | EA | 25 | 25 | 760 | 760 | 785
|  | Testing and Balancing | 8 | MH |  | 0 | 133 | 1064 | 1064
[6 empty] | 0 |  | 0 | 0
|  | SUBTOTAL MISCELLANEOUS |  |  |  | 5640 |  | 2584 | 8224
[6 empty] | 0 |  | 0 | 0
[6 empty] | 0 |  | 0 | 0
[6 empty] | 0 |  | 0 | 0
[6 empty] | 0 |  | 0 | 0
[6 empty] | 0 |  | 0 | 0
[6 empty] | 0 |  | 0 | 0
[6 empty] | 0 |  | 0 | 0
[6 empty] | 0 |  | 0 | 0
[6 empty] | 0 |  | 0 | 0
[6 empty] | 0 |  | 0 | 0
[6 empty] | 0 |  | 0 | 0
[6 empty] | 0 |  | 0 | 0
[6 empty] | 0 |  | 0 | 0
[6 empty] | 0 |  | 0 | 0
[6 empty] | 0 |  | 0 | 0
[6 empty] | 0 |  | 0 | 0
[6 empty] | 0 |  | 0 | 0
[6 empty] | 0 |  | 0 | 0
[6 empty] | 0 |  | 0 | 0
[6 empty] | 0 |  | 0 | 0
[6 empty] | 0 |  | 0 | 0
[6 empty] | 0 |  | 0 | 0
[6 empty] | 0 |  | 0 | 0
[6 empty] | 0 |  | 0 | 0
[6 empty] | 26044 |  | 25904 | 51948 | 51948 | 51948

## Summary Elect. 1ST FLOOR
R D D N Y
D E S I G N B U I L D
SUBJECT: | SUMMARY - ELECTRIC 1ST FLOOR |  |  | EST. NO: | 4-0069
PROJECT: | SAMPLE |  |  | EST. BY: | __M.M.__
LOCATION: | 0 |  |  | CHKD. BY: | 0
TYPE EST.: | 0 |  |  | DATE: | 03-25-14
CLIENT: | 0 |  |  | REV. DATE: | 0
|  |  |  | GSF: | 1600
ITEM # | DESCRIPTION | MATERIAL COST | LABOR COST | TOTAL COST | $/GSF
1 | LIGHTING FIXTURES | 11636 | 0 | 11636 | 7.2725
2 | Branch Circuitry | 207 | 1169.688 | 1376.688 | 0.86043
3 | Power Circuitry | 3194 | 11179.84 | 14373.84 | 8.9837
4 | Power Equipment | 4718 | 4738 | 9456 | 5.91
5 | Special Systems | 2498 | 6073.15 | 8571.15 | 5.357
|  |  |  | 0 | 0
|  |  |  | 0 | 0
|  |  |  | 0 | 0
|  |  |  | 0 | 0
|  |  |  | 0 | 0
| DIRECT COST | 22253 | 23160.678 | 45413.678 | 28.3835

## Elect. Backup 1ST FLOOR
R D D N Y
D E S I G N B U I L D
SUBJECT: | ELECTRICAL 1ST FLOOR | [6 empty] | EST. NO: | 4-0069
PROJECT: | SAMPLE | [6 empty] | EST. BY: | __M.M.__
LOCATION: | 0 | [6 empty] | CHKD. BY: | 0
TYPE EST.: | 0 | [6 empty] | DATE: | 03-25-14
CLIENT: | 0 | [6 empty] | REV. DATE: | 0
|  |  |  | MATERIAL |  | LABOR | LABOR
ITEM # | DESCRIPTION | QUANTITY | UNIT | UNIT | MATERIAL | HOUR | HOUR | LABOR | TOTAL
|  |  |  | COST | COST | UNIT | TOTAL | COST | COST
0
1 | LIGHTING FIXTURES |  |  |  | 0 |  | 0 | 0
[7 empty] | 0 | 0 | 0
| Lighting Fixtures, Conrols, Circuitry | 1600 | SF | 7.2727 | 11636 |  | 0 | 0 | 11636
|  |  |  | 0 | 0 |  | 0 | 0 | 0
| Subtotal |  |  | 0 | 11636 |  | 0 | 0 | 11636
|  |  |  | 0 | 0 |  | 0 | 0 | 0
|  |  |  | 0 | 0 |  | 0 | 0 | 0
2 | Branch Circuitry |  |  | 0 | 0 |  | 0 | 0 | 0
|  |  |  | 0 | 0 |  | 0 | 0 | 0
| 3/4" Emt, 4#12 | 36 | LF | 1.353 | 49 | 0.1242 | 4.4712 | 514.188 | 563.188
| MC Cable | 54 | LF | 1.1 | 59 | 0.05 | 2.7 | 310.5 | 369.5
|  |  |  | 0 | 0 |  | 0 | 0 | 0
| Receptacles Quad | 2 | EA | 38.5 | 77 | 1 | 2 | 230 | 307
| WP Junc Box, fut canopy ltg | 1 | EA | 22 | 22 | 1 | 1 | 115 | 137
|  |  |  | 0 | 0 |  | 0 | 0 | 0
| Subtotal |  |  | 0 | 207 |  | 0 | 1169.688 | 1376.688
|  |  |  | 0 | 0 |  | 0 | 0 | 0
|  |  |  | 0 | 0 |  | 0 | 0 | 0
3 | Power Circuitry |  |  | 0 | 0 |  | 0 | 0 | 0
|  |  |  | 0 | 0 |  | 0 | 0 | 0
| 3/4" Emt, 4#12 | 160 | LF | 1.35 | 216 | 0.1242 | 19.872 | 2285.28 | 2501.28
| 3/4" Emt, 4#10 | 160 | LF | 1.749 | 280 | 0.1314 | 21.024 | 2417.76 | 2697.76
| 1" Emt, 4#8 | 160 | LF | 3.135 | 502 | 0.162 | 25.92 | 2980.8 | 3482.8
| 2" Emt, 4 3/0 | 100 | LF | 21.956 | 2196 | 0.304 | 30.4 | 3496 | 5692
|  |  |  | 0 | 0 |  | 0 | 0 | 0
| Panelboard feeders are approximations. Locations of Distribution panelboard and main switchboard not shown | [7 empty] | 0
[5 empty] | 0 |  | 0 | 0 | 0
| Subtotal |  |  |  | 3194 |  | 0 | 11179.84 | 14373.84
[5 empty] | 0 |  | 0 | 0 | 0
[5 empty] | 0 |  | 0 | 0 | 0
4 | Power Equipment |  |  |  | 0 |  | 0 | 0 | 0
|  |  |  | 0 | 0 |  | 0 | 0 | 0
| 225 Amp Panel Board | 1 | EA | 2612.5 | 2613 | 19.2 | 19.2 | 2208 | 4821
| 20/2 Amp Disconnect | 2 | EA | 227.7 | 455 | 3 | 6 | 690 | 1145
| 30 Amp Disconnect | 2 | EA | 303.6 | 607 | 4 | 8 | 920 | 1527
| 50/2 Amp Disconnect | 2 | EA | 521.4 | 1043 | 4 | 8 | 920 | 1963
|  |  |  | 0 | 0 |  | 0 | 0 | 0
| Subtotal |  |  | 0 | 4718 |  | 0 | 4738 | 9456
|  |  |  | 0 | 0 |  | 0 | 0 | 0
|  |  |  | 0 | 0 |  | 0 | 0 | 0
5 | Special Systems |  |  | 0 | 0 |  | 0 | 0 | 0
|  |  |  | 0 | 0 |  | 0 | 0 | 0
| Fire Alarm |  |  | 0 | 0 |  | 0 | 0 | 0
| 3/4" EMT Cdt | 90 | LF | 0.605 | 54 | 0.099 | 8.91 | 1024.65 | 1078.65
| Teflon Cable | 360 | LF | 1.98 | 713 | 0.015 | 5.4 | 621 | 1334
| Pull Station, reloc exist | 1 | EA | 16.5 | 17 | 1.5 | 1.5 | 172.5 | 189.5
| Audible/Visual | 2 | EA | 192.5 | 385 | 1.5 | 3 | 345 | 730
| Audible/Visual, reloc exist | 1 | EA | 16.5 | 17 | 2 | 2 | 230 | 247
| Door Release | 2 | EA | 220 | 440 | 2.5 | 5 | 575 | 1015
|  |  |  | 0 | 0 |  | 0 | 0 | 0
| Telecommunications System |  |  | 0 | 0 |  | 0 | 0 | 0
| Tel/Data Outlet Backbox w/ Stubup | 2 | EA | 16.5 | 33 | 0.5 | 1 | 115 | 148
|  |  |  | 0 | 0 |  | 0 | 0 | 0
| Security System (Empty Conduit) |  |  | 0 | 0 |  | 0 | 0 | 0
| Security Roughin | 1600 | SF | 0.31818 | 509 |  | 0 | 0 | 509
|  |  |  | 0 | 0 |  | 0 | 0 | 0
| Temp Power and Lighting | 1 | LS | 330 | 330 | 12 | 12 | 1380 | 1710
| Misc Demo, Removals | 1 | LS | 0 | 0 | 14 | 14 | 1610 | 1610
|  |  |  | 0 | 0 |  | 0 | 0 | 0
| Subtotal |  |  | 0 | 2498 |  | 0 | 6073.15 | 8571.15
|  |  |  | 0 | 0 |  | 0 | 0 | 0
|  |  |  | 0 | 0 |  | 0 | 0 | 0
|  |  |  | 0 | 0 |  | 0 | 0 | 0
|  |  |  | 0 | 0 |  | 0 | 0 | 0
|  |  |  | 0 | 0 |  | 0 | 0 | 0
[5 empty] | 0 |  | 0 | 0 | 0
[5 empty] | 0 |  | 0 | 0 | 0
[5 empty] | 0 |  | 0 | 0 | 0
[5 empty] | 0 |  | 0 | 0 | 0
[5 empty] | 0 |  | 0 | 0 | 0
[5 empty] | 0 |  | 0 | 0 | 0
[5 empty] | 0 |  | 0 | 0 | 0
[5 empty] | 22253 |  |  | 23160.678 | 45413.678 | 45413.678 | 45413.678

## Copy Backup (hidden)
N A S C O
C O N S T R U C T I O N S E R V I C E S I N C.
SUBJECT: | [6 empty] | EST. NO: | 4-0069
PROJECT: | [6 empty] | EST. BY: | 0
LOCATION: | [6 empty] | CHKD. BY: | 0
TYPE EST.: | [6 empty] | DATE: | 03-25-14
CLIENT: | [6 empty] | REV. DATE: | 0
|  |  |  | MATERIAL | MATERIAL | LABOR | LABOR | TOTAL
ITEM | DESCRIPTION | QUANTITY | UNIT | PRICE | AMOUNT | PRICE | AMOUNT | L & M
[5 empty] | 0 |  | 0
[5 empty] | 0 |  | 0 | 0
[5 empty] | 0 |  | 0 | 0
[5 empty] | 0 |  | 0 | 0
[5 empty] | 0 |  | 0 | 0
[5 empty] | 0 |  | 0 | 0
[5 empty] | 0 |  | 0 | 0
[5 empty] | 0 |  | 0 | 0
[5 empty] | 0 |  | 0 | 0
[5 empty] | 0 |  | 0 | 0
[5 empty] | 0 |  | 0 | 0
[5 empty] | 0 |  | 0 | 0
[5 empty] | 0 |  | 0 | 0
[5 empty] | 0 |  | 0 | 0
[5 empty] | 0 |  | 0 | 0
[5 empty] | 0 |  | 0 | 0
[5 empty] | 0 |  | 0 | 0
[5 empty] | 0 |  | 0 | 0
[5 empty] | 0 |  | 0 | 0
[5 empty] | 0 |  | 0 | 0
[5 empty] | 0 |  | 0 | 0
[5 empty] | 0 |  | 0 | 0
[5 empty] | 0 |  | 0 | 0
[5 empty] | 0 |  | 0 | 0
[5 empty] | 0 |  | 0 | 0
[5 empty] | 0 |  | 0 | 0
[5 empty] | 0 |  | 0 | 0
[5 empty] | 0 |  | 0 | 0
[5 empty] | 0 |  | 0 | 0
[5 empty] | 0 |  | 0 | 0
[5 empty] | 0 |  | 0 | 0
[5 empty] | 0 |  | 0 | 0
[5 empty] | 0 |  | 0 | 0
[5 empty] | 0 |  | 0 | 0
[5 empty] | 0 |  | 0 | 0
[5 empty] | 0 |  | 0 | 0
[5 empty] | 0 |  | 0 | 0
[5 empty] | 0 |  | 0 | 0
[5 empty] | 0 |  | 0 | 0
[5 empty] | 0 |  | 0 | 0
[5 empty] | 0 |  | 0 | 0
[5 empty] | 0 |  | 0 | 0
[5 empty] | 0 |  | 0 | 0
[5 empty] | 0 |  | 0 | 0
[5 empty] | 0 |  | 0 | 0
[5 empty] | 0 |  | 0 | 0
[5 empty] | 0 |  | 0 | 0
[5 empty] | 0 |  | 0 | 0
[5 empty] | 0 |  | 0 | 0
[5 empty] | 0 |  | 0 | 0
[5 empty] | 0 |  | 0 | 0
[5 empty] | 0 |  | 0 | 0
[5 empty] | 0 |  | 0 | 0
[5 empty] | 0 |  | 0 | 0
[5 empty] | 0 |  | 0 | 0
[5 empty] | 0 |  | 0 | 0
[5 empty] | 0 |  | 0 | 0
[5 empty] | 0 |  | 0 | 0
[5 empty] | 0 |  | 0 | 0
[5 empty] | 0 |  | 0 | 0
[5 empty] | 0 |  | 0 | 0
[5 empty] | 0 |  | 0 | 0
[5 empty] | 0 |  | 0 | 0
[5 empty] | 0 |  | 0 | 0
[5 empty] | 0 |  | 0 | 0
[5 empty] | 0 |  | 0 | 0
[5 empty] | 0 |  | 0 | 0
[5 empty] | 0 |  | 0 | 0
[5 empty] | 0 |  | 0 | 0
[5 empty] | 0 |  | 0 | 0
[5 empty] | 0 |  | 0 | 0
[5 empty] | 0 |  | 0 | 0
[5 empty] | 0 |  | 0 | 0
[5 empty] | 0 |  | 0 | 0
[5 empty] | 0 |  | 0 | 0
[5 empty] | 0 |  | 0 | 0
[5 empty] | 0 |  | 0 | 0
[5 empty] | 0 |  | 0 | 0
[5 empty] | 0 |  | 0 | 0
[5 empty] | 0 |  | 0 | 0
[5 empty] | 0 |  | 0 | 0
[5 empty] | 0 |  | 0 | 0
[5 empty] | 0 |  | 0 | 0
[5 empty] | 0 |  | 0 | 0
[5 empty] | 0 |  | 0 | 0
[5 empty] | 0 |  | 0 | 0
[5 empty] | 0 |  | 0 | 0
[5 empty] | 0 |  | 0 | 0
[5 empty] | 0 |  | 0 | 0
[5 empty] | 0 |  | 0 | 0
[5 empty] | 0 |  | 0 | 0
[5 empty] | 0 |  | 0 | 0
[5 empty] | 0 |  | 0 | 0
[5 empty] | 0 |  | 0 | 0
[5 empty] | 0 |  | 0 | 0
[5 empty] | 0 |  | 0 | 0
[5 empty] | 0 |  | 0 | 0
[5 empty] | 0 |  | 0 | 0
[5 empty] | 0 |  | 0 | 0
[5 empty] | 0 |  | 0 | 0
[5 empty] | 0 |  | 0 | 0
[5 empty] | 0 |  | 0 | 0
[5 empty] | 0 |  | 0 | 0
[5 empty] | 0 |  | 0 | 0
[5 empty] | 0 |  | 0 | 0
[5 empty] | 0 |  | 0 | 0
[5 empty] | 0 |  | 0 | 0
[5 empty] | 0 |  | 0 | 0
[5 empty] | 0 |  | 0 | 0
[5 empty] | 0 |  | 0 | 0
[5 empty] | 0 |  | 0 | 0
[5 empty] | 0 |  | 0 | 0
[5 empty] | 0 |  | 0 | 0
[5 empty] | 0 |  | 0 | 0
[5 empty] | 0 |  | 0 | 0
[5 empty] | 0 |  | 0 | 0
[5 empty] | 0 |  | 0 | 0
[5 empty] | 0 |  | 0 | 0
[5 empty] | 0 |  | 0 | 0
[5 empty] | 0 |  | 0 | 0
[5 empty] | 0 |  | 0 | 0
[5 empty] | 0 |  | 0 | 0
[5 empty] | 0 |  | 0 | 0
[5 empty] | 0 |  | 0 | 0
[5 empty] | 0 |  | 0 | 0
[5 empty] | 0 |  | 0 | 0
[5 empty] | 0 |  | 0 | 0
[5 empty] | 0 |  | 0 | 0
[5 empty] | 0 |  | 0 | 0
[5 empty] | 0 |  | 0 | 0
[5 empty] | 0 |  | 0 | 0
[5 empty] | 0 |  | 0 | 0
[5 empty] | 0 |  | 0 | 0
[5 empty] | 0 |  | 0 | 0
[5 empty] | 0 |  | 0 | 0
[5 empty] | 0 |  | 0 | 0
[5 empty] | 0 |  | 0 | 0
[5 empty] | 0 |  | 0 | 0
[5 empty] | 0 |  | 0 | 0
[5 empty] | 0 |  | 0 | 0
[5 empty] | 0 |  | 0 | 0
[5 empty] | 0 |  | 0 | 0
[5 empty] | 0 |  | 0 | 0
[5 empty] | 0 |  | 0 | 0
[5 empty] | 0 |  | 0 | 0
[5 empty] | 0 |  | 0 | 0
[5 empty] | 0 |  | 0 | 0
[5 empty] | 0 |  | 0 | 0
[5 empty] | 0 |  | 0 | 0
[5 empty] | 0 |  | 0 | 0
[5 empty] | 0 |  | 0 | 0
[5 empty] | 0 |  | 0 | 0
[5 empty] | 0 |  | 0 | 0
[5 empty] | 0 |  | 0 | 0
[5 empty] | 0 |  | 0 | 0
[5 empty] | 0 |  | 0 | 0
[5 empty] | 0 |  | 0 | 0
[5 empty] | 0 |  | 0 | 0
[5 empty] | 0 |  | 0 | 0
[5 empty] | 0 |  | 0 | 0
[5 empty] | 0 |  | 0 | 0
[5 empty] | 0 |  | 0 | 0
[5 empty] | 0 |  | 0 | 0
[5 empty] | 0 |  | 0 | 0
[5 empty] | 0 |  | 0 | 0
[5 empty] | 0 |  | 0 | 0
[5 empty] | 0 |  | 0 | 0
[5 empty] | 0 |  | 0 | 0
[5 empty] | 0 |  | 0 | 0
[5 empty] | 0 |  | 0 | 0
[5 empty] | 0 |  | 0 | 0
[5 empty] | 0 |  | 0 | 0
[5 empty] | 0 |  | 0 | 0
[5 empty] | 0 |  | 0 | 0
[5 empty] | 0 |  | 0 | 0
[5 empty] | 0 |  | 0 | 0
[5 empty] | 0 |  | 0 | 0
[5 empty] | 0 |  | 0 | 0
[5 empty] | 0 |  | 0 | 0
[5 empty] | 0 |  | 0 | 0
[5 empty] | 0 |  | 0 | 0
[5 empty] | 0 |  | 0 | 0
[5 empty] | 0 |  | 0 | 0
[5 empty] | 0 |  | 0 | 0
[5 empty] | 0 |  | 0 | 0
[5 empty] | 0 |  | 0 | 0
[5 empty] | 0 |  | 0 | 0
[5 empty] | 0 |  | 0 | 0
[5 empty] | 0 |  | 0 | 0
[5 empty] | 0 |  | 0 | 0
[5 empty] | 0 |  | 0 | 0
[5 empty] | 0 |  | 0 | 0
[5 empty] | 0 |  | 0 | 0
[5 empty] | 0 |  | 0 | 0
[5 empty] | 0 |  | 0 | 0
[5 empty] | 0 |  | 0 | 0
[5 empty] | 0 |  | 0 | 0
[5 empty] | 0 |  | 0 | 0
[5 empty] | 0 |  | 0 | 0
[5 empty] | 0 |  | 0 | 0
[5 empty] | 0 |  | 0 | 0
[5 empty] | 0 |  | 0 | 0
[5 empty] | 0 |  | 0 | 0
[5 empty] | 0 |  | 0 | 0
[5 empty] | 0 |  | 0 | 0
[5 empty] | 0 |  | 0 | 0
[5 empty] | 0 |  | 0 | 0
[5 empty] | 0 |  | 0 | 0
[5 empty] | 0 |  | 0 | 0
[5 empty] | 0 |  | 0 | 0
[5 empty] | 0 |  | 0 | 0
[5 empty] | 0 |  | 0 | 0
[5 empty] | 0 |  | 0 | 0
[5 empty] | 0 |  | 0 | 0
[5 empty] | 0 |  | 0 | 0
[5 empty] | 0 |  | 0 | 0
[5 empty] | 0 |  | 0 | 0
[5 empty] | 0 |  | 0 | 0
[5 empty] | 0 |  | 0 | 0
[5 empty] | 0 |  | 0 | 0
[5 empty] | 0 |  | 0 | 0
[5 empty] | 0 |  | 0 | 0
[5 empty] | 0 |  | 0 | 0
[5 empty] | 0 |  | 0 | 0
[5 empty] | 0 |  | 0 | 0
[5 empty] | 0 |  | 0 | 0
[5 empty] | 0 |  | 0 | 0
[5 empty] | 0 |  | 0 | 0
[5 empty] | 0 |  | 0 | 0
[5 empty] | 0 |  | 0 | 0
[5 empty] | 0 |  | 0 | 0
[5 empty] | 0 |  | 0 | 0
[5 empty] | 0 |  | 0 | 0
[5 empty] | 0 |  | 0 | 0
[5 empty] | 0 |  | 0 | 0
[5 empty] | 0 |  | 0 | 0
[5 empty] | 0 |  | 0 | 0
[5 empty] | 0 |  | 0 | 0
[5 empty] | 0 |  | 0 | 0
[5 empty] | 0 |  | 0 | 0
[5 empty] | 0 |  | 0 | 0
[5 empty] | 0 |  | 0 | 0
[5 empty] | 0 |  | 0 | 0
[5 empty] | 0 |  | 0 | 0
[5 empty] | 0 |  | 0 | 0
[5 empty] | 0 |  | 0 | 0
[5 empty] | 0 |  | 0 | 0
[5 empty] | 0 |  | 0 | 0

## ALTERNATE
R D D N Y
D E S I G N B U I L D
SUBJECT: | ALTERNATE | [7 empty] | EST. NO: | 4-0069
PROJECT: | SAMPLE | [7 empty] | EST. BY: | 0
LOCATION: | 0 | [7 empty] | CHKD. BY: | 0
TYPE EST.: | 0 | [7 empty] | DATE: | 03-25-14
CLIENT: | 0 | [7 empty] | REV. DATE: | 0
[6 empty] | MATERIAL | MATERIAL | LABOR | LABOR | TOTAL
ITEM |  |  | DESCRIPTION | QUANTITY | UNIT | PRICE | AMOUNT | PRICE | AMOUNT | L & M
[7 empty] | 0 |  | 0
[7 empty] | 0 |  | 0 | 0
[7 empty] | 0 |  | 0 | 0
| ARMSTRONG WOOD WORKS CEILING IN LIEO OF LINWOOD WOOD CEILING | [5 empty] | 0 |  | 0 | 0
[7 empty] | 0 |  | 0 | 0
| a. | Linwood Ceiling System |  | -1340 | SF | 25 | -33500 | 8.5 | -11390 | -44890
| b. | Armstrong Wood Works Ceiling |  | 1340 | SF | 10 | 13400 | 8.5 | 11390 | 24790
[7 empty] | 0 |  | 0 | 0
[7 empty] | 0 |  | 0 | 0
[7 empty] | 0 |  | 0 | 0
[7 empty] | 0 |  | 0 | 0
[7 empty] | 0 |  | 0 | 0
[7 empty] | 0 |  | 0 | 0
[7 empty] | 0 |  | 0 | 0
[7 empty] | 0 |  | 0 | 0
[7 empty] | 0 |  | SUBTOTAL | -20100
[7 empty] | 0 |  | GENERAL CONDITIONS - 10.0% | -2000
[7 empty] | 0 |  | SUBTOTAL | -22100
[7 empty] | 0 |  | G.C. OH & P - 10.0% | -2200
[7 empty] | 0 |  | SUBTOTAL | -24300
[9 empty] | DESIGN & CONSTRUCTION CONTINGENCY - 10.0% | -2400
[9 empty] | SUBTOTAL | -26700
[9 empty] | SOFT COST - 11.0% | -2900
[9 empty] | SUBTOTAL | -29600
[9 empty] | PHASING - 5.0% | -1500
[9 empty] | SUBTOTAL | -31100
[9 empty] | ESCALATION - 3.0% | -900
[9 empty] | TOTAL COST | -32000
[7 empty] | 0 |  | 0 | 0
[7 empty] | 0 |  | 0 | 0
[7 empty] | 0 |  | 0 | 0
[7 empty] | 0 |  | 0 | 0
[7 empty] | 0 |  | 0 | 0
[7 empty] | 0 |  | 0 | 0
[7 empty] | 0 |  | 0 | 0
[7 empty] | 0 |  | 0 | 0
[7 empty] | 0 |  | 0 | 0

## MARKUPS (hidden)
MARKUPS
GENERAL CONDITIONS | 10%
G.C. OH & P | 10%
DESIGN & CONSTRUCTION CONTINGENCY | 10%
ESCALATION | 3%
PHASING | 5%
SOFT COST | 11%
CONTRACTOR'S OH & P | 15%
ELECTRICAL LABOR COST | 115